## Cover
Price List
SENECA Automation Products
Prices expressed in euros, excluding 22% VAT
The prices in this price list are applied to standard offers as an exception to other sales systems (eCommerce, Metel, promotional campaigns and other online platforms)
Last Revision: 05.08.2025
Validity: From 03.02.2025

## GSC
GENERAL SALES COONDITIONS
01. General Aspects The sale of products listed in this price list occurs in accordance with the following provisions, which are considered in effect from the formal order, accepted only in writing. These general conditions of sale (along with any associated written specifications, quotations, and/or supplementary terms and conditions) will exclusively govern the sale of all goods and services (including, without limitation, hardware, firmware, and software products, training services, programming, maintenance, technical interventions, repairs, and services mentioned in this price list). The receipt or acceptance of delivery by the buyer of any ordered or purchased product constitutes their acceptance of these terms and conditions.
02. Minimum Amounts The minimum billable amount for a single order is €150. For amounts below this, the reserved discount cannot be applied, and payment must be made in cash on delivery or by advance bank transfer. For customers who place orders with summary billing at the end of the month, this clause does not apply. The minimum billable amount for out-of-warranty repairs is €100. For occasional and authorized orders below €40, an additional charge of €20 will be applied, and these will be processed only with payment by advance bank transfer.
03. First Order The first order (from a New Customer) will be processed after receiving, in writing, the document with all the necessary details for insertion: Company Name, VAT number, tax code, supporting banks, etc., and in any case, payment must be made in cash on delivery or by advance bank transfer.
04. Discrepancies Between Offer and Order In the event of discrepancies between the offer and the order, a written confirmation will be sent indicating the necessary changes; delivery will occur only after receiving the signed copy of the confirmation for acceptance.
05. Transport and Risk The charges and risks of transporting the products are borne by the Customer. The goods are guaranteed to be loaded and ready for departure and travel at the buyer's risk. SENECA is released from any liability for any loss or delays during transport organized by the Customer. When free port transport is granted, SENECA will insure the goods and agree with the Customer on the price for transport and insurance costs.
06. Payment Terms Payments must be made with a bank document. In the case of the first supply, advance payment is required. Otherwise, unless otherwise agreed, payment is due thirty (30) calendar days from the invoice date with approved credit in progress as determined by the seller. In the case of delayed payment, SENECA will act in accordance with applicable laws; D.LGS October 9, 2002, no. 231 according to the new EU directive 2000/35/CE. SENECA reserves the right to change the payment conditions offered and/or confirmed due to changes in solvency, such as delays in the set terms or unpaid bills or exceeding the assigned credit limit.
07. Delivery Terms Delivery terms are understood to be ex-factory from the plant or warehouse or as otherwise decided and indicated in the order confirmation. In all cases, ownership passes to the buyer with the first delivery by the seller to the buyer or upon receipt by the first carrier for transport to the buyer, except for all rights related to the intellectual property associated with the products, which remain with the seller or its suppliers and licensors. The shipping dates indicated are based on the prompt receipt of all necessary information from the buyer.
08. Warranty Products are guaranteed against defects and manufacturing faults according to applicable laws. In the case of returns for repair or replacement, even under warranty, transportation costs are solely the responsibility of the client, and any shipments sent freight collect will be rejected. The standard warranty for our manufactured materials is valid for a period of 12 months from the shipping date. Any warranty intervention will be ex-works SENECA (PD). Repaired or replaced products are covered for the remaining period to complete the original warranty term. Regarding software and firmware, unless otherwise specified in a license from SENECA or third parties, it is guaranteed that the standard software and firmware products provided, when used with suitable hardware and instrumentation, will function according to the operating specifications and reference manuals.
09 Claims and Limitation of Liability Any claims must be made within 8 days from the receipt of the goods. To the maximum extent permitted by applicable law, SENECA shall not be liable for any work interruptions or loss of profits, revenues, materials, or any form of incidental, indirect, or consequential damages of any kind arising from the misuse of its products.
10. Authorized Software and Firmware The use of products composed of software or firmware may be subject to the buyer's acceptance of additional terms and conditions set forth in a separate contract from the seller or third parties, which will exercise control as necessary to resolve any conflicts with the established terms and conditions or otherwise mentioned in this document. In the absence of a separate contract from the seller, the buyer is granted a non-exclusive, non-transferable license to use the seller's software or firmware provided only in object code form and solely in conjunction with the products supplied by the seller, without the right to sublicense, disclose, disassemble, decompile, perform reverse engineering, or modify.
13. Packaging and Marking Packaging will be billed at cost, not exceeding 2%. In general, custom packaging and marking operations for the buyer may be subject to additional costs not otherwise included in the price of the products.
11. Prices and Exchange Rates Prices are expressed in euros and are exclusive of VAT. Furthermore, the other information appearing in this price list is subject to change without notice and must be confirmed through specific quotations. Prices do not include sales taxes, use taxes, consumption taxes, customs duties, value-added taxes, and other similar taxes. For purchases in currencies other than euros, the exchange rate applied is that valid on the day of the order; if the payment date differs from that of the order and indicates a changed exchange rate of ±3%, the selling price will be recalculated based on the new exchange rate.
12. Modifications and Replacements Repairs and order modifications requested by the buyer, including those concerning the type, scope, and delivery of products, must be documented in writing and are subject to prior approval and price adjustment, scheduling, and other related terms and conditions by SENECA. In any case, SENECA reserves the right to refuse any modification that it deems unsafe, technically inadvisable, or non-compliant with established technical and quality criteria or standards, or incompatible with its design and production capabilities. SENECA also reserves the right to make substitutions using the latest version or replacement series or an equivalent product that has comparable form, fit, and function.
13. Repairs and Returns Unless otherwise specified, return forms are subject to repair after the customer has activated the online procedure and followed the instructions on the page https://www.seneca.it/rma/. Initially, SENECA, once agreed upon and granted the return, provides the customer with indications on the specifics to include on the shipping document (transport document) and the shipping methods; communication of the return will be sent via email or through a shared corporate database, also to the personnel responsible for acceptance. Upon receipt of the goods, acceptance verifies that each return in the attached documents includes the authorization indications or if it has been received via email and on the shared database in the corporate network. Only if all these checks are positive will the operator accept the return; otherwise, it will be rejected back to the sender. All returns of products will comply with SENECA's instructions. Out-of-warranty returns of unused and resalable products will be subject to the seller's return policies in effect at that time. Products returned under warranty must be properly packaged and shipped freight collect (returns at SENECA's expense) by the client or otherwise according to the instructions provided by SENECA.
14. Order Cancellations Cancellations by the client before shipment must be requested in writing and may incur reasonable cancellation and restocking fees payable to SENECA, including reimbursement of direct costs. SENECA also has the right to cancel an order for just cause at any time with prior written notice.
15. Force Majeure SENECA shall not be liable for losses, damages, or delays resulting from causes beyond its reasonable control, including, without limitation, acts of God, actions or omissions attributable to the buyer, civil or military causes, fires, strikes, floods, epidemics, quarantine restrictions, wars, riots, acts of terrorism, transport delays, or transportation embargoes.
16. Disputes The parties will attempt in good faith to promptly resolve any disputes arising from elements contained in this document through agreements between representatives of the parties who have the authority to reach a solution. Otherwise, the competent court is that of Padua.
17. Quality, Brands, Standards SENECA operates according to total quality criteria and has been ISO 9001 certified since 1997 for "Design, production, and marketing of instrumentation, realization of automation systems for industrial and civil applications, support and assistance services." In addition to CE certification, part of the SENECA range has UL, UR CSA, RINA, MID, and ATEX certifications. The company's production process, realized by automated SMT technology lines, adheres to international lead-free and eco-compatible regulations RAEE, ROHS, REACH. The safety standards, electromagnetic compatibility, and electrical protection comply with CE, IEC, EN regulations. Software and communication interfaces are developed and updated in accordance with internationally recognized standards (e.g., IEC 61131, ModBUS RTU/TCP, IEC 870, CanOPEN, PPP, SMTP, HTML, FTP, and related protocols).
18. Usage Warnings For safe and effective operation of the products presented in this price list, it is recommended to carefully read the relevant instruction manuals before use. The products may only be used for the purposes for which they were designed and manufactured. Any other form of use is at the user's own risk. Installation, programming, and commissioning are permitted only for qualified operators; such operators must be physically and intellectually capable. Commissioning must be carried out only after correct installation; therefore, the user must ensure that all operations described in the user manual are performed with utmost care.
19. Liability SENECA will not be held responsible for inconveniences, breakages, or accidents due to lack of knowledge or failure to comply with the indicated prescriptions. The same applies to any unauthorized modifications. SENECA reserves the right to modify the products for any constructive or commercial need without the obligation to promptly update the reference manuals.
20. Technical Data The technical data provided in this price list are intended solely as a guide for the user for determining suitability and do not constitute any functional or performance guarantee of any kind.
21. Validity of Price List This price list is valid from the date indicated on the cover. It replaces and cancels previous versions. SENECA reserves the right to update and modify it without notice.
22. Contact Information The supplies proposed by SENECA represent solutions for industrial and civil automation, the use of which requires in-depth technical knowledge in all areas of electronics, hydraulics, and plant engineering. In this context, SENECA's commercial network has a widespread organization both nationally and internationally. Our sales office is available for support and assistance activities. ……………………………………………………… SENECA srl Via Austria 26 – 35127 Padova Tel. +39 049 8705-359 Fax +39 049 8706-287 Email: info@seneca.it PEC Email: senecasrl@pec.it Website: www.seneca.it VAT / Tax Code: 02536650282
23. Privacy The data controller responsible for personal data processing who makes decisions regarding the methods and purposes of processing is Seneca srl, located at Via Austria 26, Padova, info@seneca.it. The Data Protection Officer is Francesco Pavan. Pursuant to Article 13 of Legislative Decree 196/2003 (Privacy Code) and Article 13 of Regulation (EU) no. 2016/679 (GDPR 2016/679), which contain provisions to protect individuals and other subjects concerning the processing of personal data, we inform you that the personal data you provide, necessary for legal compliance, will be processed in accordance with the above-mentioned regulations and the confidentiality obligations to which Seneca srl is subject. The processing is carried out in automated or manual form in compliance with Article 32 of GDPR 2016/679 and Annex B of Legislative Decree 196/2003 concerning security measures. The collected data will not be disseminated or transferred to third parties. Seneca does not collect sensitive data (health status, religious or political orientation, etc.) as defined in Articles 26 and 27 of Legislative Decree 196/2003 and Articles 9 and 10 of Regulation (EU) no. 2016/679. Seneca does not engage in any automated decision-making or profiling processes as per Article 22, paragraphs 1 and 4 of Regulation (EU) no. 2016/679.
24. Email Contacts Sales Office Italy: commerciale@seneca.it Sales Office International: sales@seneca.it Marketing Office: marketing@seneca.it Administration: amministrazione@seneca.it Logistics: logistica@seneca.it Quality Assurance: qualita@seneca.it Technical Support: assistenza@seneca.it Advanced Support: supporto@seneca.it

## A..Z
Order Code | NC / HS | Description | Product Line | Category | Current Price | Net Price
A
A-169DV12 | 85291069 | 169MHz vert.Dip. lambda/2 ant, BNC M, 5mt,low loss cable | 2 COMMUNICATION | 2.10 Radio Modules | 169,00
A-169DV12-10 | 85291069 | 169MHz vert.Dip. lambda/2 ant, BNC M, 10 mt,low loss cable | 2 COMMUNICATION | 2.10 Radio Modules | 307,00
A-169DV12-5 | 85291069 | 169MHz vert.Dip. lambda/2 ant, BNC M, 5mt,low loss cable | 2 COMMUNICATION | 2.10 Radio Modules | 237,00
A-169DV14 | 85291069 | 169MHz vert.Dip. lambda/4 ant, BNC M, L=450 mm | 2 COMMUNICATION | 2.10 Radio Modules | 45,00
A-169DV16 | 85291069 | 169MHz vert.Dip. lambda/4 ant, BNC M | 2 COMMUNICATION | 2.10 Radio Modules | 45,00
A-169YAGI | 85291069 | 169MHz 3 elem. Yagi Ant., BNC M, 10 mt, low loss cable | 2 COMMUNICATION | 2.10 Radio Modules | 342,00
A-DIN-T201 | 85389099 | DIN rail plastic clip for T201 Series | 3 ENERGY | 3.6 Current Transducers - T201 Series | 5,00
A-GPS | 85291069 | External GPS antenna - magnetic mount | 2 COMMUNICATION | 2.11 Optional Antennas | 33,00
A-GPS-SMA | 85291069 | GPS antenna with SMA connector | 2 COMMUNICATION | 2.11 Optional Antennas | 18,00
A-GSM | 85291069 | Dual band swing GSM external antenna, cable 3,2 m, SMA | 2 COMMUNICATION | 2.11 Optional Antennas | 20,00
A-GSM-DIR-5M | 85291069 | GSM-DECT-UMTS directive compact antenna | 2 COMMUNICATION | 2.11 Optional Antennas | 170,00
A-GSM-MG | 85291069 | External magnetic dual band antenna SMA 4 dbi, cable 2,5 mt | 2 COMMUNICATION | 2.11 Optional Antennas | 20,00
A-GSM-OMNIDIR | 85291069 | GSM-UMTS-WIFI Omnidirectional Antenna | 2 COMMUNICATION | 2.11 Optional Antennas | 152,00
A-GSM-OMNIDIR-10 | 85291069 | GSM-UMTS-WIFI Omnidirectional Antenna, L=10 m | 2 COMMUNICATION | 2.11 Optional Antennas | 182,00
A-GSM-OMNIDIR-12 | 85291065 | OMNIDIR ANTENNA. WI FI- LTE GAIN 5.1dB | 2 COMMUNICATION | 2.11 Optional Antennas | 215,00
A-GSM-QUAD-N | 85291069 | 4G/WiFi omnidirectional antenna, FME, L=5mt | 2 COMMUNICATION | 2.11 Optional Antennas | 32,00
ALIM-MY2 | 85044095 | Power Supply Unit for MYALARM2 and R-KEY-LT | 2 COMMUNICATION | 2.1 Remote Alarm Units | 9,00
ALIM-USB-1A | 85044095 | Stabilised power supply 5V 1A with USB-A port | 3 ENERGY | 3.9 Electrical/energy components - Resale | 16,00
A-LTE-MG | 85291065 | Magnetic Antenna LTE/4G cable 3MT SMA Male | 2 COMMUNICATION | 2.11 Optional Antennas | 8,00
A-MB-MG | 85291065 | Multiband magnatic antenna cable 3MT SMA M 2.2dbi | 2 COMMUNICATION | 2.11 Optional Antennas | 8,00
A-SCR-90 | 85291069 | Antenna/spare part with 90° screw mounting on SMA connector | 2 COMMUNICATION | 2.11 Optional Antennas | 8,00
B
B-ALARM | 85176200 | Remote alarm Unit, 1DI / 1DO, basic functions | 2 COMMUNICATION | 2.1 Remote Alarm Units | 180,00
BATT-2S | 85076000 | Double battery pack 3 cell 11,1 V - 14,5 Ah | 2 COMMUNICATION | 2.4 Low Power RTUs | 118,00 | X
BATT-GP80 | 85076000 | B-ALARM spare part battery | 2 COMMUNICATION | 2.1 Remote Alarm Units | 12,50
BATT-MY2 | 85076000 | Lithium Polymer (LiPo) Battery Pack 3.7V - 1200mAh for MY2 | 2 COMMUNICATION | 2.1 Remote Alarm Units | 12,50
BATT-S | 85076000 | Single battery pack 3 cell 11,1 V - 14,5 Ah | 2 COMMUNICATION | 2.4 Low Power RTUs | 73,00 | X
C
CE-RJ45-RJ45-C | 85444290 | Crossover Ethernet cable (RJ45-RJ45) | 2 COMMUNICATION | 2.12 Cables | 14,00
CE-RJ45-RJ45-R | 85444290 | Straight-thru Ethernet cable (RJ45-RJ45) | 2 COMMUNICATION | 2.12 Cables | 7,00
COMPOSITOR |  | Tool di configurazione e test per convertitori f.o. | 2 COMMUNICATION | 2.9 Fiber Optic Interfaces | -
C-PLUS2 | 84433900 | Panel printer TTL/USB/RS232 4-7.5Vdc for batch controller | 4 INSTRUMENTATION | 4.7 Batch Controllers - S Line | 310,00
C-PLUS2-CAVO-ALIM | 84433900 | Power cable Length 0.5 m. Colors Ro/Ar/Ne/Ne for PLUS2 | 4 INSTRUMENTATION | 4.7 Batch Controllers - S Line | 10,00
C-PLUS2-CAVO-RS232 | 84433900 | RS232 interface cable Length 0.5 m. Colors Gi/Bl/Ne/Gr for C | 4 INSTRUMENTATION | 4.7 Batch Controllers - S Line | 10,00
C-PLUS2-SCHEDA-RE | 84433900 | DC/DC module Extended Range Input 8-42 Vdc for C-PLUS2 | 4 INSTRUMENTATION | 4.7 Batch Controllers - S Line | 103,00
CS-DB9F-CFV10 | 85444290 | RS232 connection cable (DB9F-CFV10) | 2 COMMUNICATION | 2.12 Cables | 18,00
CS-DB9F-CLAMP | 85444290 | RS485 conn. cable (DB9F-Clamps) for VISUAL | 2 COMMUNICATION | 2.12 Cables | 18,00
CS-DB9F-DB25M | 85444290 | Serial connection cable S21N - FH190-24 | 2 COMMUNICATION | 2.12 Cables | 18,00
CS-DB9F-DB9F | 85444290 | RS232 serial connection cable (DB9F / DB9F) | 2 COMMUNICATION | 2.12 Cables | 33,00
CS-DB9F-TIP | 85444290 | RS232 communication cable (DB9F - tips) | 2 COMMUNICATION | 2.12 Cables | 18,00
CS-DB9F-TIP-V | 85444290 | RS485 serial conn. cable (DB9F - tips) for VISUAL1/2/3 | 2 COMMUNICATION | 2.12 Cables | 18,00
CS-DB9M-DB9F | 85444290 | RS232 straight thru programming cable (DB9M - DB9F) | 2 COMMUNICATION | 2.12 Cables | 18,00
CS-DB9M-DB9F-CR | 85444290 | Update firmware serial cable (DB9M / DB9F) for RTU-LP | 2 COMMUNICATION | 2.12 Cables | 18,00
CS-DB9M-DB9M | 85444290 | RS232 serial connection cable (DB9M - DB9M) | 2 COMMUNICATION | 2.12 Cables | 33,00
CS-DB9M-MEF-1012 | 85444290 | Serial commun. cable (DB9M / MEF 10-12) for Z-KEY | 2 COMMUNICATION | 2.12 Cables | 25,00
CS-DB9M-MEF-PH | 85444290 | Serial comm. cable (DB9M / MEF 10-12) 3 wires, 1,5 mt | 2 COMMUNICATION | 2.12 Cables | 14,00
CS-DB9M-TIP | 85444290 | RS485 serial connection cable (DB9M - tips) | 2 COMMUNICATION | 2.12 Cables | 18,00
CS-DB9M-TIP-V | 85444290 | RS485 serial conn. cable (DB9M - tips) for VISUAL4 | 2 COMMUNICATION | 2.12 Cables | 18,00
CS-JACK-DB9F | 85444290 | Serial programming cable (Jack / DB9F) | 2 COMMUNICATION | 2.12 Cables | 20,00
CS-JACK-JACK | 85444290 | Programming cable Z109REG2 (Jack / Jack) | 2 COMMUNICATION | 2.12 Cables | 18,00
CS-RJ10-AMP | 85444290 | Programm. cable T120/T121/ K120RTD/K121/K111/MY2 | 2 COMMUNICATION | 2.12 Cables | 22,00
CS-RJ10-DB25M-1 | 85444290 | Communication cable for modem (RJ10 / DB25M) | 2 COMMUNICATION | 2.12 Cables | 15,00
CS-RJ10-DB25M-2 | 85444290 | Comm. cable for modem and oper. panels (RJ10 / DB25M) | 2 COMMUNICATION | 2.12 Cables | 15,00
CS-RJ10-DB9F | 85444290 | RS232 serial connection cable (RJ10 / DB9F) | 2 COMMUNICATION | 2.12 Cables | 22,00
CS-RJ10-DB9M | 85444290 | Modem serial connection cable (RJ10 / DB9M) | 2 COMMUNICATION | 2.12 Cables | 22,00
CS-RJ10-TIP | 85444290 | Serial communication cable (RJ10 / 4 tips) 1,5 mt | 2 COMMUNICATION | 2.12 Cables | 33,00
CS-TIP-MEF-PH | 85444290 | Serial communication cable (tips/4-ways connector) | 2 COMMUNICATION | 2.12 Cables | 14,00
CS-TPW-TIP | 85444290 | RS485 Tp-Wire serial cable (Tp-Wire / tips) | 2 COMMUNICATION | 2.12 Cables | 18,00
CS-TPW-TPW | 85444290 | Tp-Wire cable (Tp-Wire / Tp-Wire) | 2 COMMUNICATION | 2.12 Cables | 15,00
CU-A-MICROB | 85444290 | USB-A Micro USB-B 5 P plug cable | 2 COMMUNICATION | 2.12 Cables | 7,00
CU-A-MICRO-OTG | 85444290 | Micro USB OTG to USB Type A (female) Adapter Cable | 2 COMMUNICATION | 2.12 Cables | 7,00
CU-A-MINIB-1 | 85444290 | USB-A Mini USB-B 5 P plug cable, 1 mt | 2 COMMUNICATION | 2.12 Cables | 7,00
CU-A-MINIB-2 | 85444290 | USB-A Mini USB-B 5 P plug cable, 2 mt | 2 COMMUNICATION | 2.12 Cables | 7,00
D
DR-02 | 85235110 | 2-CH DAQ Software | 1 AUTOMATION | 1.7.2 Data Recorder | -
DR-04 | 85235110 | 4-CH DAQ Software | 1 AUTOMATION | 1.7.2 Data Recorder | 379,00
DR-04-PLUS | 85235110 | 4-CH Data Recoder+ multi-client | 1 AUTOMATION | 1.7.2 Data Recorder | 502,00
DR-08 | 85235110 | 8-CH DAQ Software | 1 AUTOMATION | 1.7.2 Data Recorder | 636,00
DR-08-PLUS | 85235110 | 8-CH Data Recoder+ multi-client | 1 AUTOMATION | 1.7.2 Data Recorder | 820,00
DR-16 | 85235110 | 16-CH DAQ Software | 1 AUTOMATION | 1.7.2 Data Recorder | 738,00
DR-16-PLUS | 85235110 | 16-CH Data Recoder+multi-client | 1 AUTOMATION | 1.7.2 Data Recorder | 958,00
DR-32 | 85235110 | 32-CH DAQ Software | 1 AUTOMATION | 1.7.2 Data Recorder | 1.097,00
DR-32-PLUS | 85235110 | 32-CH Data Recoder+multi-client | 1 AUTOMATION | 1.7.2 Data Recorder | 1.322,00
DR-64 | 85235110 | 64-CH DAQ Software | 1 AUTOMATION | 1.7.2 Data Recorder | 1.845,00
DR-64-PLUS | 85235110 | 64-CH Data Recoder+multi-client | 1 AUTOMATION | 1.7.2 Data Recorder | 2.101,00
DR-UN | 85235110 | Unlimited-CH DAQ Software | 1 AUTOMATION | 1.7.2 Data Recorder | 3.157,00
DR-UN-PLUS | 85235110 | Unlimited-CH Data Recoder+multi-client | 1 AUTOMATION | 1.7.2 Data Recorder | 3.434,00
DR-UPGRADE | 85238090 | Upgrade service for Data Recorder licence | 1 AUTOMATION | 1.7.2 Data Recorder | - | X
D-USB | 85235110 | Driver USB (S107USB, K107USB, EASY USB, S117P1) | 1 AUTOMATION | 1.7.1 System Software | -
E
EASY CEI | 85235110 | Software di gestione MYALARM2 CEI | 3 ENERGY | 3.8 Energy Controllers | -
EASY LP | 85235110 | Raccolta configuratore plug&play strumenti loop powered | 1 AUTOMATION | 1.7.1 System Software | -
EASY MYALARM2 | 85235110 | Configuratore MYALARM2 | 2 COMMUNICATION | 2.1 Remote Alarm Units | -
EASY RTU LP | 85235110 | RTU-LP devices software configurator | 2 COMMUNICATION | 2.4 Low Power RTUs | -
EASY SETUP | 85235110 | Suite configuratori strumenti programmabili SENECA | 1 AUTOMATION | 1.7.1 System Software | -
EASY SETUP APP | 85235110 | App iOS / Android Suite Completa EASY SETUP | 1 AUTOMATION | 1.7.1 System Software | -
EASY SETUP2 | 85235110 | Suite configuratori strumenti programmabili SENECA | 1 AUTOMATION | 1.7.1 System Software | -
EASYFLOWCOMPUTER | 85235110 | Software di gestione Z-FLOWCOMPUTER | 1 AUTOMATION | 1.3 Process Controllers | -
EASY-USB | 85437090 | USB to UART TTL converter with programming software | 2 COMMUNICATION | 2.8 Serial / USB Interfaces | 74,00
EB PRO | 90268020 | Software di configurazione pannelli operatore VISUAL | 1 AUTOMATION | 1.5 HMI Operator Panels | -
EDS | 85235110 | Raccolta file EDS per moduli I/O CANopen | 1 AUTOMATION | 1.7.1 System Software | -
F
FD01 | 85389091 | Pulsecap photodetector for pulse counting, max freq 10 Hz | 1 AUTOMATION | 1.8 Automation - Accessories | 33,00
K
K107A | 85437090 | Isolated RS485/RS485 serial amplifier - 24 Vdc power supply | 4 INSTRUMENTATION | 4.2 Compact converters - K Line | 97,00
K107B | 85437090 | Isolated RS232/RS485 serial converter 24 Vdc power supply | 4 INSTRUMENTATION | 4.2 Compact converters - K Line | 97,00
K107USB | 85437090 | USB to RS485 converter | 4 INSTRUMENTATION | 4.2 Compact converters - K Line | 108,00
K109LV | 85437090 | mV to DC Current/Voltage Isolator/Converter | 4 INSTRUMENTATION | 4.2 Compact converters - K Line | 135,00
K109PT | 85437090 | PT100 to DC Current/Voltage Isolator/Converter | 4 INSTRUMENTATION | 4.2 Compact converters - K Line | 135,00
K109PT1000 | 85437090 | PT1000 to DC Current/Voltage Isolator/Converter | 4 INSTRUMENTATION | 4.2 Compact converters - K Line | 145,00
K109PT-HPC | 85437090 | PT100 to DC Current/Volt. Isol/Conv. High prec. | 4 INSTRUMENTATION | 4.2 Compact converters - K Line | 145,00
K109S | 85437090 | DC Current/Voltage to DC Current/Voltage Converter | 4 INSTRUMENTATION | 4.2 Compact converters - K Line | 135,00
K109TC | 85437090 | TC to DC Current/Volt. Isolator/Converter-with alarm | 4 INSTRUMENTATION | 4.2 Compact converters - K Line | 135,00
K109UI | 85437090 | DC Current/Volt. to DC Current/Volt. Isolator/Converter | 4 INSTRUMENTATION | 4.2 Compact converters - K Line | 135,00
K111 | 85437090 | Isolated dual output frequency trip amplifier | 4 INSTRUMENTATION | 4.2 Compact converters - K Line | 95,00
K111-C | 85437090 | Isolated dual output frequency trip amplifier - config. | 4 INSTRUMENTATION | 4.2 Compact converters - K Line | 100,00
K111D | 85437090 | 2-CH frequency divider-repeater with 2 isolated outputs | 4 INSTRUMENTATION | 4.2 Compact converters - K Line | 99,00
K111D-C | 85437090 | 2-CH frequency divider-repeater, 2 isolated outputs, config. | 4 INSTRUMENTATION | 4.2 Compact converters - K Line | 100,00
K112 | 85437090 | Universal digital Coupler/Isolator | 4 INSTRUMENTATION | 4.2 Compact converters - K Line | 65,00
K120RTD | 85437090 | Pt100, Ni100 loop powered converter | 4 INSTRUMENTATION | 4.2 Compact converters - K Line | 73,00
K120RTD-C | 85437090 | Pt100, Ni100 loop powered converter, config. | 4 INSTRUMENTATION | 4.2 Compact converters - K Line | 84,00
K121 | 85437090 | Universal isolator converter loop powered | 4 INSTRUMENTATION | 4.2 Compact converters - K Line | 90,00
K121-C | 85437090 | Universal isolator converter loop powered - config. | 4 INSTRUMENTATION | 4.2 Compact converters - K Line | 104,00
K400CL | 85363030 | Analog and Digital Signals Surge Protection, 6,2 slim | 4 INSTRUMENTATION | 4.5 Surge protections - S400 Line | 44,00
K400CL-10 | 85363030 | K400CL-1 10 pieces kit | 4 INSTRUMENTATION | 4.5 Surge protections - S400 Line | 431,00
K-BUS | 85371098 | Expandable power supply connector | 4 INSTRUMENTATION | 4.2 Compact converters - K Line | 11,00
K-BUS-G | 85371098 | Connettore 2 slot guida DIN 35 mm per alim. rapida (Grigio) | 4 INSTRUMENTATION | 4.2 Compact converters - K Line | 11,00
KIT-USB | 85235110 | Programming toolkit for USB interface instruments | 1 AUTOMATION | 1.7.0 Programming / Configuration Tools | 41,00
K-SUPPLY | 85044095 | Redundant power supply module for K-Line modules | 4 INSTRUMENTATION | 4.2 Compact converters - K Line | 58,00
L
LS-C | 85235110 | LIbrerie SENECA - CODESYS | 1 AUTOMATION | 1.7.1 System Software | -
LS-S | 85235110 | Librerie SENECA - Straton | 1 AUTOMATION | 1.7.1 System Software | -
LS-VI | 85235110 | Librerie SENECA - LabVIEW Driver VI | 1 AUTOMATION | 1.7.1 System Software | -
M
MSC | 90303100 | Multifunction bluetooth calibrator | 4 INSTRUMENTATION | 4.9 Handheld Calibrators | Contact Our Offices | X
MSC BY SENECA | 85235110 | App di gestione MSC | 4 INSTRUMENTATION | 4.9 Handheld Calibrators | -
MSC DESKTOP | 85235110 | Software di esportazione dati e aggiornamento firmware MSC | 4 INSTRUMENTATION | 4.9 Handheld Calibrators | -
MSC-D | 90303100 | Multifunction calibrator with LCD display | 4 INSTRUMENTATION | 4.9 Handheld Calibrators | Contact Our Offices
MSC-D-LAT | 85238090 | Certificato di taratura LAT Accredia MSC-D | 4 INSTRUMENTATION | 4.9 Handheld Calibrators | 590,00 | X
MSC-D-T | 85238090 | Rapporto / Servizio di taratura interna MSC-D | 4 INSTRUMENTATION | 4.9 Handheld Calibrators | 100,00 | X
MSC-LAT | 85238090 | MSC LAT Accredia Calibration Certificate | 4 INSTRUMENTATION | 4.9 Handheld Calibrators | 590,00 | X
MSC-POWER | 85044095 | MSC Power Supply | 2 COMMUNICATION | 2.1 Remote Alarm Units | 15,00
MSC-T | 85238090 | MSC Calibration Report | 4 INSTRUMENTATION | 4.9 Handheld Calibrators | 100,00 | X
MSD | 85235110 | Micro SD memory card with adapter | 1 AUTOMATION | 1.8 Automation - Accessories | 18,00
MY2B-0-0-M-B | 85176200 | Remote Alarm Unit - basic version, clamps, blue | 2 COMMUNICATION | 2.1 Remote Alarm Units | 280,00
MY2B-0-0-M-B-4X | 85176200 | Remote Alarm Unit - basic, no relay, clamps, blue, IP66 | 2 COMMUNICATION | 2.1 Remote Alarm Units | 380,00
MY2B-0-0-M-G | 85176200 | Remote Alarm Unit - basic version, no relay, clamps, grey | 2 COMMUNICATION | 2.1 Remote Alarm Units | 280,00
MY2B-0-0-M-G-4X | 85176200 | Remote Alarm Unit - basic, no relay, clamps, grey, IP66 | 2 COMMUNICATION | 2.1 Remote Alarm Units | 380,00
MY2BL-0-0-M-B | 85176200 | Unità teleallarme, security, 4G/LTE morsetti, blu | 2 COMMUNICATION | 2.1 Remote Alarm Units | 300,00
MY2B-R-0-M-B | 85176200 | Remote Alarm Unit - basic version, relay, clamps, blue | 2 COMMUNICATION | 2.1 Remote Alarm Units | 300,00
MY2B-R-0-M-B-4X | 85176200 | Remote Alarm Unit - basic, relay, clamps, blue, IP66 case | 2 COMMUNICATION | 2.1 Remote Alarm Units | 400,00
MY2B-R-0-M-G | 85176200 | Remote Alarm Unit - basic version, relay, clamps, grey | 2 COMMUNICATION | 2.1 Remote Alarm Units | 300,00
MY2B-R-0-M-G-4X | 85176200 | Remote Alarm Unit - basic, relay, clamps, grey, IP66 case | 2 COMMUNICATION | 2.1 Remote Alarm Units | 400,00
MY2CEI-016-0-220 | 85176200 | Remote Discharge Unit, built-in antenna, 220 Vac - 12 Vdc | 3 ENERGY | 3.8 Energy Controllers | 222,00 | X
MY2CEI-016-0-24 | 85176200 | Remote Discharge Unit, built-in antenna, 24 Vac - 12 Vdc | 3 ENERGY | 3.8 Energy Controllers | 230,00 | X
MY2CEI-016-A-220 | 85176200 | Remote Discharge Unit, A-GSM, 220 Vac - 12 Vdc | 3 ENERGY | 3.8 Energy Controllers | 229,50 | X
MY2CEI-016-A-24 | 85176200 | Remote Discharge Unit, A-GSM, 24 Vac - 12 Vdc | 3 ENERGY | 3.8 Energy Controllers | 237,50 | X
MY2CEI-4G-0-220 | 85176200 | Unità di teledistacco 4G CEI 0-16, ant. integrata, 220Vac - | 3 ENERGY | 3.8 Energy Controllers | 236,50 | X
MY2CEI-4G-0-24 | 85176200 | Unità di teledistacco 4G CEI 0-16, ant. integrata, 24Vdc - 1 | 3 ENERGY | 3.8 Energy Controllers | 244,50 | X
MY2CEI-4G-A-220 | 85176200 | Unità di teledistacco 4G CEI 0-16, ant. esterna A-GSM | 3 ENERGY | 3.8 Energy Controllers | 244,00 | X
MY2CEI-4G-A-24 | 85176200 | Unità di teledistacco 4G CEI 0-16, ant. esterna A-GSM | 3 ENERGY | 3.8 Energy Controllers | 252,00 | X
MY2-CONV24-12 | 90268020 | DC DC converter 24 -> 12 V for MY2, MY3, MYCEI, MYSEAL | 2 COMMUNICATION | 2.1 Remote Alarm Units | 43,00
MY2G-0-0-M-B | 85176200 | Remote alarm unit, GPS, clamps, blue color | 2 COMMUNICATION | 2.1 Remote Alarm Units | 380,00
MY2G-0-0-M-B-4X | 85176200 | Remote alarm unit, GPS, clamps, blue, IP66 | 2 COMMUNICATION | 2.1 Remote Alarm Units | 460,00
MY2G-0-0-M-G | 85176200 | Remote alarm unit, GPS, grey | 2 COMMUNICATION | 2.1 Remote Alarm Units | 380,00
MY2G-0-0-M-G-4X | 85176200 | Remote alarm unit, GPS, clamps, grey, IP66 | 2 COMMUNICATION | 2.1 Remote Alarm Units | 460,00
MY2GL-0-0-M-B | 85176200 | Remote alarm unit, GPS, 4G/LTE, clamps, blue case | 2 COMMUNICATION | 2.1 Remote Alarm Units | 400,00
MY2GL-0-0-M-B-4X | 85176200 | Remote alarm unit, GPS, 4G/LTE, clamps, IP66 blue case | 2 COMMUNICATION | 2.1 Remote Alarm Units | 480,00
MY2GL-0-0-M-G | 85176200 | Remote alarm unit, GPS, 4G/LTE, clamps, gray case | 2 COMMUNICATION | 2.1 Remote Alarm Units | 400,00
MY2GL-0-0-M-G-4X | 85176200 | Remote alarm unit, GPS, 4G/LTE, clamps, IP66 gray case | 2 COMMUNICATION | 2.1 Remote Alarm Units | 480,00
MY2GL-R-0-M-B | 85176200 | Remote alarm unit, GPS, 4G/LTE, relays, clamps, blue case | 2 COMMUNICATION | 2.1 Remote Alarm Units | 430,00
MY2GL-R-0-M-B-4X | 85176200 | Remote alarm unit, GPS, 4G/LTE, relays. clamps, IP66 blue | 2 COMMUNICATION | 2.1 Remote Alarm Units | 520,00
MY2GL-R-0-M-G | 85176200 | Remote alarm unit, GPS, 4G/LTE, relays. clamps, gray case | 2 COMMUNICATION | 2.1 Remote Alarm Units | 430,00
MY2GL-R-0-M-G-4X | 85176200 | Remote alarm unit, GPS, 4G/LTE, relays. clamps, IP66 gray | 2 COMMUNICATION | 2.1 Remote Alarm Units | 520,00
MY2G-R-0-M-B | 85176200 | Remote alarm unit, GPS, relay, clamps, blue | 2 COMMUNICATION | 2.1 Remote Alarm Units | 410,00
MY2G-R-0-M-B-4X | 85176200 | Remote alarm unit, GPS, relay, clamps, blue, IP66 | 2 COMMUNICATION | 2.1 Remote Alarm Units | 500,00
MY2G-R-0-M-G | 85176200 | Remote alarm unit, GPS, relay, clamps, grey color | 2 COMMUNICATION | 2.1 Remote Alarm Units | 410,00
MY2G-R-0-M-G-4X | 85176200 | MyALARM2 - gps, relay, clamps, grey, IP66 case | 2 COMMUNICATION | 2.1 Remote Alarm Units | 500,00
MY2-KITIP66 | 85369095 | IP66 ABS kit enclosure for field application | 2 COMMUNICATION | 2.1 Remote Alarm Units | 64,00
MY2S-0-0-M-B | 85176200 | Remote alarm unit- security, no relay, clamps, blue color | 2 COMMUNICATION | 2.1 Remote Alarm Units | 305,00
MY2S-0-0-M-B-4X | 85176200 | Remote alarm unit - security, clamps, blue, IP66 | 2 COMMUNICATION | 2.1 Remote Alarm Units | 390,00
MY2S-0-0-M-G | 85176200 | Remote alarm unit - security, no relay, clamps, grey color | 2 COMMUNICATION | 2.1 Remote Alarm Units | 305,00
MY2S-0-0-M-G-4X | 85176200 | Remote alarm unit - security, clamps, grey, IP66 | 2 COMMUNICATION | 2.1 Remote Alarm Units | 390,00
MY2SL-0-0-M-B | 85176200 | Remote alarm unit - security, relay, clamps, blue color | 2 COMMUNICATION | 2.1 Remote Alarm Units | 325,00
MY2SL-0-0-M-B-4X | 85176200 | Remote alarm unit -security, relay, clamps, blue, IP66 | 2 COMMUNICATION | 2.1 Remote Alarm Units | 410,00
MY2SL-0-0-M-G | 85176200 | Remote alarm unit - security, relay, clamps, grey color | 2 COMMUNICATION | 2.1 Remote Alarm Units | 325,00
MY2SL-0-0-M-G-4X | 85176200 | Remote alarm unit - security, 4G/LTE, clamps, grey, IP66 | 2 COMMUNICATION | 2.1 Remote Alarm Units | 410,00
MY2SL-R-0-M-B | 85176200 | Remote alarm unit,security audio, 4G/LTE, clamps, blue case | 2 COMMUNICATION | 2.1 Remote Alarm Units | 360,00
MY2SL-R-0-M-B-4X | 85176200 | Remote alarm unit, security, 4G/LTE, clamps, blue, IP66 | 2 COMMUNICATION | 2.1 Remote Alarm Units | 450,00
MY2SL-R-0-M-G | 85176200 | Remote alarm unit,security audio,4G/LTE, clamps, gray case | 2 COMMUNICATION | 2.1 Remote Alarm Units | 360,00
MY2SL-R-0-M-G-4X | 85176200 | Remote alarm unit, security, 4G/LTE, clamps, gray, IP66 | 2 COMMUNICATION | 2.1 Remote Alarm Units | 450,00
MY2S-R-0-M-B | 85176200 | Remote alarm unit, security, 4G/LTE, relays, clamps,blue | 2 COMMUNICATION | 2.1 Remote Alarm Units | 340,00
MY2S-R-0-M-B-4X | 85176200 | Remote alarm unit, security, 4G, relay, clamps, IP66, blue | 2 COMMUNICATION | 2.1 Remote Alarm Units | 430,00
MY2S-R-0-M-G | 85176200 | Remote alarm unit, security, 4G/LTE, relays, clamps, grey | 2 COMMUNICATION | 2.1 Remote Alarm Units | 340,00
MY2S-R-0-M-G-4X | 85176200 | Remote alarm unit, security, relays, terminals, gray, IP66 | 2 COMMUNICATION | 2.1 Remote Alarm Units | 430,00
MY3C-1Y | 85238090 | 12-month MyAlarm3 Cloud Service Renewal | 2 COMMUNICATION | 2.1 Remote Alarm Units | 24,00 | X
MY3CLOUD-APP | 85235110 | App di gestione iOS / Android MyAlarm3 Cloud | 2 COMMUNICATION | 2.1 Remote Alarm Units | -
MY3CLOUD-R-0-0-G | 85176200 | Remote Alarm Unit, Cloud support, relay, grey color | 2 COMMUNICATION | 2.1 Remote Alarm Units | 370,00
MY3CLOUD-R-0-G-G | 85176200 | Remote Alarm Unit, Cloud support, relay, GPS, gray color | 2 COMMUNICATION | 2.1 Remote Alarm Units | 420,00
MY3CL-R-0-0-G | 85176200 | 4G/LTE cloud based remote alarm unit, relay, gri | 2 COMMUNICATION | 2.1 Remote Alarm Units | 390,00
MY3CL-R-0-G-G | 85176200 | 4G/LTE cloud based remote alarm unit, relay, GPS | 2 COMMUNICATION | 2.1 Remote Alarm Units | 440,00
MY3W-AIR-R-0-G | 85176200 | Remote Alarm Unit,Cloud support, Wi-Fi, relay, gray color | 2 COMMUNICATION | 2.1 Remote Alarm Units | 199,00
MY-PT-150-3 | 90251900 | PT100 handheld transmitter with PT-150-3-M12 probe | 4 INSTRUMENTATION | 4.8 Handheld measuring systems | 159,00
MY-PT-150-3R | 90251900 | PT100 handheld transmitter with PT-150-3R-M12 probe | 4 INSTRUMENTATION | 4.8 Handheld measuring systems | 169,00
MY-PT-250-2 | 90251900 | PT100 handheld transmitter with PT-250-2-M12 probe | 4 INSTRUMENTATION | 4.8 Handheld measuring systems | 184,50
MY-PT-KIT | 90251900 | PT100 hand. trans. kit with PT-150-3,PT-250-2, PT-150-3R | 4 INSTRUMENTATION | 4.8 Handheld measuring systems | 306,00
MY-SEAL-0-0-0-B | 85176200 | Remote datalogger with SEAL control logic, blue color | 2 COMMUNICATION | 2.2 Smart Dataloggers | 340,00
MY-SEAL-0-0-0-G | 85176200 | Remote datalogger with SEAL control logic, grey color | 2 COMMUNICATION | 2.2 Smart Dataloggers | 340,00
MY-SEAL-0-0-G-B | 85176200 | SEAL remote datalogger, GPS receiver, blue | 2 COMMUNICATION | 2.2 Smart Dataloggers | 380,00
MY-SEAL-0-0-G-G | 85176200 | SEAL remote datalogger, GPS receiver, grey | 2 COMMUNICATION | 2.2 Smart Dataloggers | 380,00
MY-SEAL-R-0-0-B | 85176200 | SEAL remote datalogger, relay board, blue | 2 COMMUNICATION | 2.2 Smart Dataloggers | 360,00
MY-SEAL-R-0-0-G | 85176200 | SEAL remote datalogger, relay board, grey | 2 COMMUNICATION | 2.2 Smart Dataloggers | 360,00
MY-SEAL-R-0-G-B | 85176200 | SEAL remote datalogger, relay board, GPS receiver, blue | 2 COMMUNICATION | 2.2 Smart Dataloggers | 400,00
MY-SEAL-R-0-G-G | 85176200 | SEAL remote datalogger, relay board, GPS receiver, grey | 2 COMMUNICATION | 2.2 Smart Dataloggers | 400,00
MY-TC-250-1.5 | 90251900 | TC hand. Trans. with TCK-250-1,5-M12 and TCK-W-1000-M12 | 4 INSTRUMENTATION | 4.8 Handheld measuring systems | 148,50
MY-TC-250-3 | 90251900 | TC hand. trans. with TCK-250-3-M12 and TCK-W-1000-M12 | 4 INSTRUMENTATION | 4.8 Handheld measuring systems | 148,50
MY-TC-AC | 90251900 | TC hand. Trans. with TCK-AC-M12 and TCK-W-1000-M12 | 4 INSTRUMENTATION | 4.8 Handheld measuring systems | 148,50
MY-TC-KIT | 90251900 | TC hand. Trans. Kit with Seneca handled termocouples | 4 INSTRUMENTATION | 4.8 Handheld measuring systems | 233,00
MY-UT | 90251900 | Temp./Relat. Humidity hand. Trans. with UT-M12 probe | 4 INSTRUMENTATION | 4.8 Handheld measuring systems | 248,50
N
NTC-150 | 90251900 | External NTC probe, 1,5 m, for MyALARM Series | 2 COMMUNICATION | 2.1 Remote Alarm Units | 19,00
P
PCCV150 | 85044095 | Power cord with connector for FH190-24 dot matrix printer | 2 COMMUNICATION | 2.12 Cables | 10,00
PIV APP | 85235110 | App Android per conf. sonde portali MY-PT, MY-TC, MY-UT | 4 INSTRUMENTATION | 4.8 Handheld measuring systems | -
POZZ-100 | 90259000 | Weld-in thermowell, lenght 100 mm | 4 INSTRUMENTATION | 4.4 Temperature transmitters and sensors | 28,00
POZZ-150 | 90259000 | Weld-in thermowell, lenght 150 mm | 4 INSTRUMENTATION | 4.4 Temperature transmitters and sensors | 31,00
POZZ-200 | 90259000 | Weld-in thermowell, lenght 200 mm | 4 INSTRUMENTATION | 4.4 Temperature transmitters and sensors | 31,00
POZZ-250 | 90259000 | Weld-in thermowell, lenght 100 mm | 4 INSTRUMENTATION | 4.4 Temperature transmitters and sensors | 33,00
POZZ-300 | 90259000 | Weld-in thermowell, lenght 100 mm | 4 INSTRUMENTATION | 4.4 Temperature transmitters and sensors | 33,00
POZZ-50 | 90259000 | Weld-in thermowell, lenght 50 mm | 4 INSTRUMENTATION | 4.4 Temperature transmitters and sensors | 28,00
PT100-100 | 90251900 | Pt100 std length 100 mm | 4 INSTRUMENTATION | 4.4 Temperature transmitters and sensors | 106,00
PT100-100-MA | 90251900 | Pt100 std length 100 mm, 4-20 mA output | 4 INSTRUMENTATION | 4.4 Temperature transmitters and sensors | 158,00
PT100-150 | 90251900 | Pt100 std length 150 mm | 4 INSTRUMENTATION | 4.4 Temperature transmitters and sensors | 108,00
PT100-150-MA | 90251900 | Pt100 std length 150 mm, 4-20 mA output | 4 INSTRUMENTATION | 4.4 Temperature transmitters and sensors | 161,00
PT100-200 | 90251900 | Pt100 std length 200 mm | 4 INSTRUMENTATION | 4.4 Temperature transmitters and sensors | 113,00
PT100-200-MA | 90251900 | Pt100 std length 200 mm, 4-20 mA output | 4 INSTRUMENTATION | 4.4 Temperature transmitters and sensors | 164,00
PT100-250 | 90251900 | Pt100 std length 250 mm | 4 INSTRUMENTATION | 4.4 Temperature transmitters and sensors | 116,00
PT100-250-MA | 90251900 | Pt100 std length 250 mm, 4-20 mA output | 4 INSTRUMENTATION | 4.4 Temperature transmitters and sensors | 168,00
PT100-300 | 90251900 | Pt100 std length 300 mm | 4 INSTRUMENTATION | 4.4 Temperature transmitters and sensors | 118,00
PT100-300-MA | 90251900 | Pt100 std length 300 mm, 4-20 mA output | 4 INSTRUMENTATION | 4.4 Temperature transmitters and sensors | 170,00
PT100-50 | 90251900 | Pt100 std length 50 mm | 4 INSTRUMENTATION | 4.4 Temperature transmitters and sensors | 103,00
PT100-50-MA | 90251900 | Pt100 std length 50 mm, 4-20 mA output | 4 INSTRUMENTATION | 4.4 Temperature transmitters and sensors | 154,00
PT100-A | 90251900 | Atmosphere PT100 | 4 INSTRUMENTATION | 4.4 Temperature transmitters and sensors | 118,00
PT100-A-MA | 90251900 | Atmosphere PT100, 4-20 mA output | 4 INSTRUMENTATION | 4.4 Temperature transmitters and sensors | 170,00
PT100-SOLAR | 90251900 | Single element 3 wires Pt100 for photovoltaic modules | 4 INSTRUMENTATION | 4.4 Temperature transmitters and sensors | 79,00
PT100-SOLAR-MA | 90251900 | Single element Pt100 for PV modules, out 4-20 mA | 4 INSTRUMENTATION | 4.4 Temperature transmitters and sensors | 130,00
PT-150-3-M12 | 90251900 | PT100 class B, d=3 mm, L= 150 mm, M12 connector | 4 INSTRUMENTATION | 4.8 Handheld measuring systems | 69,00
PT-150-3R-M12 | 90251900 | PT100 class B, d=3 mm, L= 150 mm, tapered terminal, M12 | 4 INSTRUMENTATION | 4.8 Handheld measuring systems | 76,00
PT-250-2-M12 | 90251900 | PT100 class B, d=2 mm, L= 250 mm, M12 connector | 4 INSTRUMENTATION | 4.8 Handheld measuring systems | 88,00
R-16DI-8DO | 85389091 | 16-CH DI / 8-CH DO Modbus TCP-IP/RTU module (2 ETH) | 1 AUTOMATION | 1.1.2 ModBUS RTU / TCP-IP IO Modules - R Line | 360,00
R-16DI-8DO-P | 85389091 | 16-CH DI / 8-CH DO Profinet module (2 ETH) | 1 AUTOMATION | 1.1.6 Profinet IO Modules - R Line | 360,00
R
R203-1-H | 90303900 | 3-phase Power Meter, 1xETH, 90-264 Vac, ModBUS RTU/TCP-IP | 3 ENERGY | 3.1.1 Power Meters - R203 Series | 310,00
R203-1-H-E | 90303900 | Analizz. rete trifase, 1xETH, 90-264 Va, Ethernet/IP | 3 ENERGY | 3.1.1 Power Meters - R203 Series | 310,00
R203-1-H-P | 90303900 | 3-phase Power Meter, 1xETH, 90-264 Vac, Profinet IO | 3 ENERGY | 3.1.1 Power Meters - R203 Series | 310,00
R203-1-H-U | 90303900 | Analizz. rete trifase, 1xETH, 90-264 Vac, OPC UA Server | 3 ENERGY | 3.1.1 Power Meters - R203 Series | 310,00
R203-1-L | 90303900 | 3-phase Power Meter, 1xETH, 24 Vdc, ModBUS RTU/TCP-IP | 3 ENERGY | 3.1.1 Power Meters - R203 Series | 325,00
R203-1-L-E | 90303900 | Analizz. rete trifase, 1xETH, 24 Vdc, Ethernet/IP | 3 ENERGY | 3.1.1 Power Meters - R203 Series | 325,00
R203-1-L-P | 90303900 | 3-phase Power Meter, 1xETH, 24 Vdc, Profinet IO | 3 ENERGY | 3.1.1 Power Meters - R203 Series | 325,00
R203-1-L-U | 90303900 | Analizz. rete trifase, 1xETH, 24 Vdc, OPC UA Server | 3 ENERGY | 3.1.1 Power Meters - R203 Series | 325,00
R203-2-H | 90303900 | 3-phase Power Meter, 2xETH, 90-264 Vac, ModBUS RTU/TCP-IP | 3 ENERGY | 3.1.1 Power Meters - R203 Series | 330,00
R203-2-H-E | 90303900 | Analizz. rete trifase, 2xETH, 90-264 Vac, Ethernet/IP | 3 ENERGY | 3.1.1 Power Meters - R203 Series | 330,00
R203-2-H-P | 90303900 | 3-phase Power Meter, 2xETH, 90-264 Vac, Profinet IO | 3 ENERGY | 3.1.1 Power Meters - R203 Series | 330,00
R203-2-H-U | 90303900 | 3-phase Power Meter, 2xETH, 90-264 Vac, OPC UA Server | 3 ENERGY | 3.1.1 Power Meters - R203 Series | 330,00
R203-2-L | 90303900 | 3-phase Power Meter, 2xETH,24 Vdc, ModBUS RTU/TCP-IP | 3 ENERGY | 3.1.1 Power Meters - R203 Series | 345,00
R203-2-L-P | 90303900 | 3-phase Power Meter, 2xETH, 24 Vdc, Profinet IO | 3 ENERGY | 3.1.1 Power Meters - R203 Series | 345,00
R203-2-L-U | 90303900 | 3-phase Power Meter, 2xETH, 24 Vdc,OPC UA Server | 3 ENERGY | 3.1.1 Power Meters - R203 Series | 345,00
R203-LAT | 85238090 | Certificato di taratura LAT Accredia Serie R203 | 3 ENERGY | 3.1.1 Power Meters - R203 Series | 590,00 | X
R203-ROG-040-5 | 90303370 | KIT power meter,2xETH,univ. input,3xROG L40 Ø12, 100mV/1Ka | 3 ENERGY | 3.1.1 Power Meters - R203 Series | 637,00
R203-T | 85238090 | Rapporto / Servizio di taratura interna Serie R203 | 3 ENERGY | 3.1.1 Power Meters - R203 Series | 100,00 | X
R-32DIDO | 85389091 | 32-CH DIDO, Modbus RTU/TCP-IP module (2 ETH) | 1 AUTOMATION | 1.1.2 ModBUS RTU / TCP-IP IO Modules - R Line | 370,00
R-32DIDO-1 | 85389091 | 32-CH DIDO, Modbus RTU/TCP-IP module (1 ETH) | 1 AUTOMATION | 1.1.2 ModBUS RTU / TCP-IP IO Modules - R Line | 350,00
R-32DIDO-1-P | 85389091 | 32-CH DIDO, Profinet module (1 ETH) | 1 AUTOMATION | 1.1.6 Profinet IO Modules - R Line | 350,00
R-32DIDO-2 | 85389091 | 32-CH DIDO, Modbus RTU/TCP-IP module (2 ETH) | 1 AUTOMATION | 1.1.2 ModBUS RTU / TCP-IP IO Modules - R Line | 370,00
R-32DIDO-2-P | 85389091 | 32-CH DIDO, Profinet module (2 ETH) | 1 AUTOMATION | 1.1.6 Profinet IO Modules - R Line | 370,00
R-32DIDO-P | 85389091 | 32-CH DIDO, Profinet module (2 ETH) | 1 AUTOMATION | 1.1.6 Profinet IO Modules - R Line | 370,00
R-4AO-8DIDO-2 | 85389091 | 4-CH analog outputs, 8-CH digital inputs/outputs, ModBUS RTU | 1 AUTOMATION | 1.1.2 ModBUS RTU / TCP-IP IO Modules - R Line | 290,00
R-4AO-8DIDO-2-P | 85389091 | 4-CH analog outputs, 8-CH digital inputs/outputs, Profinet m | 1 AUTOMATION | 1.1.6 Profinet IO Modules - R Line | 290,00
R-4RTD-8DIDO-2 | 85389091 | 4-CH RTD inputs, 8-CH digital inputs/outputs, ModBUS RTU/TCP | 1 AUTOMATION | 1.1.2 ModBUS RTU / TCP-IP IO Modules - R Line | 520,00
R-4RTD-8DIDO-2-P | 85389091 | 4-CH RTD inputs, 8-CH digital inputs/outputs, Profinet modul | 1 AUTOMATION | 1.1.6 Profinet IO Modules - R Line | 520,00
R-8AI-8DIDO | 85389091 | 8-CH AI / 8-CH DIDO ModBUS RTU/TCP-IP module | 1 AUTOMATION | 1.1.2 ModBUS RTU / TCP-IP IO Modules - R Line | 380,00
R-8AI-8DIDO-P | 85389091 | 8-CH AI / 8-CH DIDO Profinet module | 1 AUTOMATION | 1.1.6 Profinet IO Modules - R Line | 380,00
RADIO SETUP | 85235110 | Software di configurazione Z-AIR-1, RM169-1, RTURADIO 169 | 2 COMMUNICATION | 2.10 Radio Modules
R-BT1 | 85076000 | Single battery pack | 2 COMMUNICATION | 2.10 Radio Modules | 7,00
R-BT2 | 85076000 | Double battery pack 3.6V | 2 COMMUNICATION | 2.10 Radio Modules | 19,00
RC150-025-100-10 | 85437090 | Rogowski Coil L=25cm Øint.8cm,100mV/1KA-50Hz,cable L=10mt. | 3 ENERGY | 3.4 Rogowski Sensors - RC150/RC190 | 136,00
RC150-025-100-3M | 85437090 | Rogowski Coil L=25cm Øint.8cm,100mV/1KA-50Hz,cable L=3mt. | 3 ENERGY | 3.4 Rogowski Sensors - RC150/RC190 | 100,00
RC150-025-100-5M | 85437090 | Rogowski Coil L=25cm Øint.8cm,100mV/1KA-50Hz,cable L=5mt. | 3 ENERGY | 3.4 Rogowski Sensors - RC150/RC190 | 110,00
RC150-035-100-10 | 85437090 | Rogowski Coil L=35cm Øint.11cm,100mV/1KA-50Hz,cable L=10mt. | 3 ENERGY | 3.4 Rogowski Sensors - RC150/RC190 | 140,00
RC150-035-100-3M | 85437090 | Rogowski Coil L=35cm Øint.11cm,100mV/1KA-50Hz,cable L=3mt. | 3 ENERGY | 3.4 Rogowski Sensors - RC150/RC190 | 104,00
RC150-035-100-5M | 85437090 | Rogowski sensor L=35cm D.int.11cm 100mV/1KA-50Hz, | 3 ENERGY | 3.4 Rogowski Sensors - RC150/RC190 | 113,00
RC150-040-100-10 | 85437090 | Rogowski Coil L=40cm Øint.12cm,100mV/1KA-50Hz,cable L=10mt. | 3 ENERGY | 3.4 Rogowski Sensors - RC150/RC190 | 140,00
RC150-040-100-3M | 85437090 | Rogowski Coil L=40cm Øint.12cm,100mV/1KA-50Hz,cable L=3mt. | 3 ENERGY | 3.4 Rogowski Sensors - RC150/RC190 | 104,00
RC150-040-100-5M | 85437090 | Rogowski Coil L=40cm Øint.12cm,100mV/1KA-50Hz,cable L=5mt. | 3 ENERGY | 3.4 Rogowski Sensors - RC150/RC190 | 113,00
RC150-060-100-10 | 85437090 | Rogowski Coil L=60cm Øint.19cm,100mV/1KA-50Hz,cable L=10mt. | 3 ENERGY | 3.4 Rogowski Sensors - RC150/RC190 | 158,00
RC150-060-100-3M | 85437090 | Rogowski Coil L=60cm Øint.19cm,100mV/1KA-50Hz,cable L=3mt. | 3 ENERGY | 3.4 Rogowski Sensors - RC150/RC190 | 110,00
RC150-060-100-5M | 85437090 | Rogowski Coil L=60cm Øint.19cm,100mV/1KA-50Hz,cable L=5mt. | 3 ENERGY | 3.4 Rogowski Sensors - RC150/RC190 | 123,00
RC150-090-100-10 | 85437090 | Rogowski Coil L=90cm Øint.28cm,100mV/1KA-50Hz,cable L=10mt. | 3 ENERGY | 3.4 Rogowski Sensors - RC150/RC190 | 203,00
RC150-090-100-3M | 85437090 | Rogowski Coil L=90cm Øint.28cm,100mV/1KA-50Hz,cable L=3mt. | 3 ENERGY | 3.4 Rogowski Sensors - RC150/RC190 | 155,00
RC150-090-100-5M | 85437090 | Rogowski Coil L=90cm Øint.28cm,100mV/1KA-50Hz,cable L=5mt. | 3 ENERGY | 3.4 Rogowski Sensors - RC150/RC190 | 168,00
RC150-120-100-3M | 85437090 | Rogowski Coil L=120cm Øint.38cm,100mV/1KA-50Hz,cable L=3mt. | 3 ENERGY | 3.4 Rogowski Sensors - RC150/RC190 | 250,00
RC150-120-100-5M | 85437090 | Rogowski Coil L=120cm Øint.38cm,100mV/1KA-50Hz,cable L=5mt. | 3 ENERGY | 3.4 Rogowski Sensors - RC150/RC190 | 245,00
RC150-180-100-3M | 85437090 | Rogowski Coil L=180cm Øint.57cm,100mV/1KA-50Hz,cable L=3mt. | 3 ENERGY | 3.4 Rogowski Sensors - RC150/RC190 | 402,00
RC190-030-333-3M | 85437090 | Rogowski sensor L-coil=30cm, D.int. 9cm, 333mV/1KA-50Hz, L=3 | 3 ENERGY | 3.4 Rogowski Sensors - RC150/RC190 | 123,00
RC190-030-333-5M | 85437090 | Rogowski sensor L-coil=30cm, D.int. 9cm, 333mV/1KA-50Hz, L=5 | 3 ENERGY | 3.4 Rogowski Sensors - RC150/RC190 | 134,00
RC190-035-333-3M | 85437090 | Rogowski sensor L-coil=35cm, D.int. 11cm, 333mV/1KA-50Hz, L= | 3 ENERGY | 3.4 Rogowski Sensors - RC150/RC190 | 127,00
RC190-060-333-3M | 85437090 | Rogowski sensor L-coil=60cm, D.int. 19cm, 333mV/1KA-50Hz, L= | 3 ENERGY | 3.4 Rogowski Sensors - RC150/RC190 | 134,00
RC190-090-333-3M | 85437090 | Rogowski sensor L-coil=90cm, D.int. 28cm, 333mV/1KA-50Hz, L= | 3 ENERGY | 3.4 Rogowski Sensors - RC150/RC190 | 188,00
R-COMM-0-4GWW | 85176200 | Communication module with 4GWW modem | 2 COMMUNICATION | 2.5 Industrial Gateways - Networking | 214,00
R-COMM-B-4GWW | 85176200 | Communication module with mini UPS and 4GWW modem | 2 COMMUNICATION | 2.5 Industrial Gateways - Networking | 255,00
RC-V250-100 | 85437090 | Rogowski coil, 100 mv/kA output, 50-60 Hz, Ø 65 mm | 3 ENERGY | 3.1.2 Power Meters - S203 Series | 61,00
RC-V400-050 | 85437090 | Rogowski coil, 50 mv/kA output, 50-60 Hz, Ø 115 mm | 3 ENERGY | 3.1.2 Power Meters - S203 Series | 65,00
RC-V400-100 | 85437090 | Rogowski coil, 100 mv/kA output, 50-60 Hz, Ø 115 mm | 3 ENERGY | 3.1.2 Power Meters - S203 Series | 95,00
RC-V500-100 | 85437090 | Rogowski coil, 100 mv/kA output, 50-60 Hz, Ø 147 mm | 3 ENERGY | 3.1.2 Power Meters - S203 Series | 79,00
R-GWR | 85171800 | ModBUS gateway for wireless sensors | 2 COMMUNICATION | 2.10 Radio Modules | 320,00
R-GWR-AF | 85171800 | Anti-Flooding sensor cable | 2 COMMUNICATION | 2.10 Radio Modules | 14,00
R-GWR-IP-1 | 85171800 | LoRa industrial sensor with analog/digital input | 2 COMMUNICATION | 2.10 Radio Modules | 160,00
R-GWR-IP-2 | 85171800 | LoRa industrial sensor, double pack battery | 2 COMMUNICATION | 2.10 Radio Modules | 200,00
R-GWR-S-1 | 85171800 | LoRa home automation sensor with A/D input and anti flooding | 2 COMMUNICATION | 2.10 Radio Modules | 180,00
R-KEY-LT | 85176200 | ModBUS gateway, 1 serial port, 1 Ethernet port | 2 COMMUNICATION | 2.5 Industrial Gateways - Networking | 135,00
R-KEY-LT-E | 85176200 | ModBUS → Ethernet/IP gateway (1 serial port, 1 Eth port) | 2 COMMUNICATION | 2.5 Industrial Gateways - Networking | 135,00
R-KEY-LT-I | 85176200 | Gateway ModBUS ↔ IEC 61850 (1 seriale,1 Eth) tecnologia FLEX | 2 COMMUNICATION | 2.5 Industrial Gateways - Networking | 135,00
R-KEY-LT-P | 85176200 | ModBUS ↔ Profinet IO gateway (1 serial port, 1 Eth port) | 2 COMMUNICATION | 2.5 Industrial Gateways - Networking | 135,00
R-KEY-LT-U | 85176200 | Gateway ModBUS ↔ OPC UA (1seriale, 1Eth), tecnologia FLEX | 2 COMMUNICATION | 2.5 Industrial Gateways - Networking | 135,00
R-KEY-MBUS | 85176200 | M-BUS gateway, 1 M-BUS port, 1 serial port, 1 Eth por) | 2 COMMUNICATION | 2.5 Industrial Gateways - Networking | 220,00
R-KEY-MBUS-P | 85176200 | Gateway Profinet ↔ M-BUS (1 porta M-BUS, 1seriale, 1 ETH) | 2 COMMUNICATION | 2.5 Industrial Gateways - Networking | 220,00
RM169-1 | 85171800 | 169MHZ Radiomodem, 1DI,1DO,1RS485, RED directive | 2 COMMUNICATION | 2.10 Radio Modules | 470,00
RM169-1-169DV12 | 85171800 | 169MHZ Radiomodem, 1DI,1DO,1RS485, vertical dipole ant., RED | 2 COMMUNICATION | 2.10 Radio Modules | 639,00
RM169-1-169DV14 | 85171800 | 169MHZ Radiomodem, 1DI,1DO,1RS485, RED directive | 2 COMMUNICATION | 2.10 Radio Modules | 509,00
RM169-1-169YAGI | 85171800 | 169MHZ Radiomodem, 1DI,1DO,1RS485, 3 el.Yagi ant., RED. | 2 COMMUNICATION | 2.10 Radio Modules | 812,00
RM169-1-DV12-10 | 85171800 | 169MHZ Radiomodem, 1DI,1DO,1RS485, RED directive | 2 COMMUNICATION | 2.10 Radio Modules | 716,00
R-PASS-0-4-0 | 85176200 | IIoT Edge Gateway with 4 Ethernet ports | 2 COMMUNICATION | 2.6 Edge / VPN / IIoT Connectivity | 550,00
R-PASS-0-4-E | 85176200 | IIoT Edge Controller Straton, Energy prot., 4 Ethernet ports | 3 ENERGY | 3.8 Energy Controllers | 670,00
R-PASS-0-4-S |  | IIoT Edge Controller Straton with 4 Ethernet Ports | 1 AUTOMATION | 1.2 Multifunction Controllers IEC 61131 | 670,00
R-PASS-W-4-0 | 85176200 | IIoT Edge Gateway with Wi-Fi and 4 Ethernet ports | 2 COMMUNICATION | 2.6 Edge / VPN / IIoT Connectivity | 580,00
R-PASS-W-4-E | 85176200 | IIoT Edge Controller Straton, Energy protocols, Wi-Fi, 4 Eth | 3 ENERGY | 3.8 Energy Controllers | 700,00
R-PASS-W-4-S | 84714100 | IIoT Edge Controller Straton with Wi-Fi and 4 Ethernet ports | 1 AUTOMATION | 1.2 Multifunction Controllers IEC 61131 | 700,00
R-SG3 | 85389091 | Strain gauge Modbus TCP-IP / Modbus RTU converter module | 1 AUTOMATION | 1.1.2 ModBUS RTU / TCP-IP IO Modules - R Line | 160,00
R-SG3-P | 85389091 | Strain gauge Profinet IO converter module | 1 AUTOMATION | 1.1.6 Profinet IO Modules - R Line | 160,00
RTU-LP-ST | 85171800 | Low power RTU, FTP version, 4DI, 2AI, 2DO | 2 COMMUNICATION | 2.4 Low Power RTUs | 459,00
RTU-LP-ST1 | 85171800 | Low power RTU, 4DI, 2AI, 2DO, single battery pack | 2 COMMUNICATION | 2.4 Low Power RTUs | 576,50
RTU-LP-ST2 | 85171800 | Low power RTU, 4DI, 2AI, 2DO, double battery pack | 2 COMMUNICATION | 2.4 Low Power RTUs | 661,50
RTURADIO-169 | 85171800 | Radiomodem 169MHZ, 4DI, 2DO, 2AO, 2AI, RS485 | 2 COMMUNICATION | 2.10 Radio Modules | 966,00
RTURADIO-169DV12 | 85171800 | Radiomodem 169MHZ, 4DI, 2DO, 2AO, 2AI, RS485, dipole | 2 COMMUNICATION | 2.10 Radio Modules | 1.134,00
RTURADIO-169DV14 | 85171800 | Radiomodem 169MHZ, 4DI, 2DO, 2AO, 2AI, RS485, vertical | 2 COMMUNICATION | 2.10 Radio Modules | 1.010,00
RTURADIO-169YAGI | 85171800 | Radiomodem169MHZ, 4DI, 2DO, 2AO, 2AI, RS485, yagi | 2 COMMUNICATION | 2.10 Radio Modules | 1.307,00
RTURADIO-DV12-10 | 85171800 | Radiomodem 169MHZ, 4DI, 2DO, 2AO, 2AI, RS485, dipole 10 mt | 2 COMMUNICATION | 2.10 Radio Modules | 1.272,00
S
S100S-1-ST | 85044095 | Current loop dual power supply, 115 / 230 Vac | 4 INSTRUMENTATION | 4.3 High-isolation interfaces - S Line | 70,00
S107P | 85437090 | RS232 - RS485/422 serial converter, portable version | 2 COMMUNICATION | 2.8 Serial / USB Interfaces | 160,00
S107USB | 85437090 | RS485/USB serial converter, portable version | 2 COMMUNICATION | 2.8 Serial / USB Interfaces | 97,00
S109REG-1-ST | 85437090 | DC current - voltage converter/isolator, 115/230 Vac | 4 INSTRUMENTATION | 4.3 High-isolation interfaces - S Line | 190,00
S109REG-1-X7 | 85437090 | DC curr.-volt. conv./isol., 115/230 Vac, max in 200 Vdc | 4 INSTRUMENTATION | 4.3 High-isolation interfaces - S Line | 190,00
S109S-1-ST | 85437090 | Galvanic isolator for 4-20 mA current loop, 115/230 Vac | 4 INSTRUMENTATION | 4.3 High-isolation interfaces - S Line | 99,00
S112A-1-ST | 85437090 | On/Off digital amplifier, 1 relay output, 115 / 230 Vac | 4 INSTRUMENTATION | 4.3 High-isolation interfaces - S Line | 99,00
S112M-1-ST | 85437090 | On/Off digital amplifier, 5 relay output, 115 / 230 Vac | 4 INSTRUMENTATION | 4.3 High-isolation interfaces - S Line | 172,00
S112M-23-ST | 85437090 | On/Off digital amplifier, 5 relay output, 24 Vac/dc | 4 INSTRUMENTATION | 4.3 High-isolation interfaces - S Line | 172,00
S117P1 | 85437090 | RS232/USB, TTL/USB, RS485/USB serial converter | 2 COMMUNICATION | 2.8 Serial / USB Interfaces | 180,00
S170-1-ST | 85437090 | DC duplicator - isolator, 115 / 230 Vac | 4 INSTRUMENTATION | 4.3 High-isolation interfaces - S Line | 195,00
S201RC-LP | 85437090 | Loop powered current converter for Rogowski Coils | 3 ENERGY | 3.7 Electrical Measurement Converters | 80,00
S203RC-D | 90303370 | Three-phase Network Analyzer for Rogowski’s sensor | 3 ENERGY | 3.1.2 Power Meters - S203 Series | 240,00
S203TA-D | 90303370 | AC three phase network analyzer with energy meter | 3 ENERGY | 3.1.2 Power Meters - S203 Series | 240,00
S20ADP | 85389091 | Input adapter board self-powered for S20N1, S21N1, S30 | 4 INSTRUMENTATION | 4.7 Batch Controllers - S Line | 44,00
S20ADP-CM | 85389091 | Self-powered input adapter board for S20N1, S21N1, S30 | 4 INSTRUMENTATION | 4.7 Batch Controllers - S Line | 52,00
S20ADP-CM-S | 85389091 | Adapter module for sinusoidal sensor input | 1 AUTOMATION | 1.8 Automation - Accessories | 61,50
S20ADP-IP65 | 85389091 | IP65 self-powered input adapter board | 4 INSTRUMENTATION | 4.7 Batch Controllers - S Line | 75,00
S20N1-1-ST | 90268020 | Batch controller, 115 / 230 Vac | 4 INSTRUMENTATION | 4.7 Batch Controllers - S Line | 480,00
S20N1-23-ST | 90268020 | Batch controller, 24 Vac/dc | 4 INSTRUMENTATION | 4.7 Batch Controllers - S Line | 500,00
S20N1EX-1-ST | 90268020 | Batch controller in EExd case, 115 / 230 Vac | 4 INSTRUMENTATION | 4.7 Batch Controllers - S Line | 3.550,00
S20N1EX-23-ST | 90268020 | Batch controller in EExd case, 24 Vac/dc | 4 INSTRUMENTATION | 4.7 Batch Controllers - S Line | 3.550,00
S20N1IP65-1-ST | 90268020 | Batch controller in IP65 case, 115 / 230 Vac | 4 INSTRUMENTATION | 4.7 Batch Controllers - S Line | 1.750,00
S20N1IP65-23-ST | 90268020 | Batch controller in IP65 case, 24 Vac/dc | 4 INSTRUMENTATION | 4.7 Batch Controllers - S Line | 1.750,00
S20N1-KIT-1-ST | 90268020 | S20N1 / S21N1 remote board, 115 / 230 Vac | 4 INSTRUMENTATION | 4.7 Batch Controllers - S Line | 110,00
S20N1-KIT-23-ST | 90268020 | S20N1 / S21N1 remote board, 24 Vac/dc | 4 INSTRUMENTATION | 4.7 Batch Controllers - S Line | 110,00
S21N1-1-ST | 90268020 | Batch controller with advanced functions, 115 / 230 Vac | 4 INSTRUMENTATION | 4.7 Batch Controllers - S Line | 480,00
S21N1-23-ST | 90268020 | Batch controller with advanced functions, 24 Vac / dc | 4 INSTRUMENTATION | 4.7 Batch Controllers - S Line | 500,00
S21N1EX-1-ST | 90268020 | Batch controller EExd, advanced functions, 115/230 Vac | 4 INSTRUMENTATION | 4.7 Batch Controllers - S Line | 3.550,00
S21N1EX-23-ST | 90268020 | Batch controller Eexd, advanced functions, 24 Vac/dc | 4 INSTRUMENTATION | 4.7 Batch Controllers - S Line | 3.550,00
S21N1IP65-1-ST | 90268020 | Batch controller IP65, advanced functions, 115/230 Vac | 4 INSTRUMENTATION | 4.7 Batch Controllers - S Line | 1.750,00
S21N1IP65-23-ST | 90268020 | Batch controller IP65, advanced functions, 24 Vac/dc | 4 INSTRUMENTATION | 4.7 Batch Controllers - S Line | 1.750,00
S232-FO-MONO-DL | 85437090 | RS232 - single mode fiber, double loop converter | 2 COMMUNICATION | 2.9 Fiber Optic Interfaces | 775,00
S232-FO-MONO-SL | 85437090 | RS232 - single mode fiber, single loop converter | 2 COMMUNICATION | 2.9 Fiber Optic Interfaces | 634,00
S232-FO-MULTI-DL | 85437090 | RS232 - multi mode fiber, double loop converter | 2 COMMUNICATION | 2.9 Fiber Optic Interfaces | 362,00
S232-FO-MULTI-SL | 85437090 | RS232 - multi mode fiber, single loop converter | 2 COMMUNICATION | 2.9 Fiber Optic Interfaces | 287,00
S301-1-R | 85312040 | 4 digit indicator, univ. input, retr.out, 115/230 Vac | 4 INSTRUMENTATION | 4.6 Digital indicators - S Line | 240,00
S301-1-R-AOC-S | 85312040 | 4-digit indicator, 115/230 Vac, 4 o.c., RS232/RS485 | 4 INSTRUMENTATION | 4.6 Digital indicators - S Line | 360,00
S301-1-R-AR-S | 85312040 | 4-digit indicator, 115/230 Vac, 3 SPDT, RS232/RS485 | 4 INSTRUMENTATION | 4.6 Digital indicators - S Line | 360,00
S301-23-R | 85312040 | 4 digit indicator, univ. input, retr.output, 24 Vac/dc | 4 INSTRUMENTATION | 4.6 Digital indicators - S Line | 280,00
S301-23-R-AOC-S | 85312040 | 4-digit indicator, 24 Vac/dc, 4 o.c., RS232/RS485 | 4 INSTRUMENTATION | 4.6 Digital indicators - S Line | 360,00
S301-23-R-AR-S | 85312040 | 4-digit indicator, 24 Vac/dc, 3 SPDT, RS232/RS485 | 4 INSTRUMENTATION | 4.6 Digital indicators - S Line | 360,00
S301B-1-R | 85312040 | 4 digit indicator+barg. univ. in, retr. out, 115/230Vac | 4 INSTRUMENTATION | 4.6 Digital indicators - S Line | 320,00
S301B-1-R-AOC-S | 85312040 | 4-digit indicator+barg. 115/230 Vac, 4 o.c. RS232/RS485 | 4 INSTRUMENTATION | 4.6 Digital indicators - S Line | 430,00
S301B-1-R-AR-S | 85312040 | 4-digit indicator, 115 / 230 Vac, 3 SPDT, RS232/RS485 | 4 INSTRUMENTATION | 4.6 Digital indicators - S Line | 430,00
S301B-23-R | 85312040 | 4 digit indicator + bargraph, power supply 24 Vac/dc | 4 INSTRUMENTATION | 4.6 Digital indicators - S Line | 360,00
S301B-23-R-AOC-S | 85312040 | 4-digit indicator+barg., 24 Vac/dc, 4 o.c., RS232/RS485 | 4 INSTRUMENTATION | 4.6 Digital indicators - S Line | 460,00
S301B-23-R-AR-S | 85312040 | 4-digit indicator+barg., 24 Vac/dc, 3 SPDT, RS232/RS485 | 4 INSTRUMENTATION | 4.6 Digital indicators - S Line | 460,00
S311A-11-H | 85312040 | 11 digit indicator, universal analog input, 80-265 Vac | 4 INSTRUMENTATION | 4.6 Digital indicators - S Line | 276,00
S311A-11-H-O | 85312040 | 11 digit indicator, univ. AI, 80-265 Vac, opt. board | 4 INSTRUMENTATION | 4.6 Digital indicators - S Line | 302,00
S311A-11-L | 85312040 | 11 digit analog input indicator, 10-40 Vdc/19-28 Vac | 4 INSTRUMENTATION | 4.6 Digital indicators - S Line | 276,00
S311A-11-L-O | 85312040 | 11-digit input indicator, 10-40Vdc/19-28Vac, opt. board | 4 INSTRUMENTATION | 4.6 Digital indicators - S Line | 302,00
S311A-4-H | 85312040 | 4 digit indicator, universal analog input, 80-265 Vac | 4 INSTRUMENTATION | 4.6 Digital indicators - S Line | 172,00
S311A-4-H-O | 85312040 | 4 digit indicator, 80-265 Vac, opt. board | 4 INSTRUMENTATION | 4.6 Digital indicators - S Line | 218,50
S311A-4-L | 85312040 | 4 digit indicator, universal AI, 10-40Vdc/19-28 Vac | 4 INSTRUMENTATION | 4.6 Digital indicators - S Line | 166,50
S311A-4-L-O | 85312040 | 4-digit indicator, 10-40 Vdc/19-28 Vac, opt. Board | 4 INSTRUMENTATION | 4.6 Digital indicators - S Line | 218,50
S311A-6-H | 85312040 | 6 digit indicator, universal analog input, 80-265 Vac | 4 INSTRUMENTATION | 4.6 Digital indicators - S Line | 182,00
S311A-6-H-O | 85312040 | 6 digit indicator, universal AI, 80-265 Vac, opt. board | 4 INSTRUMENTATION | 4.6 Digital indicators - S Line | 234,00
S311A-6-L | 85312040 | 6 digit indicator, universal AI, 10-40 Vdc/19-28 Vac | 4 INSTRUMENTATION | 4.6 Digital indicators - S Line | 166,50
S311A-6-L-O | 85312040 | 6 digit indicator, 10-40 Vdc / 19-28 Vac, opt. board | 4 INSTRUMENTATION | 4.6 Digital indicators - S Line | 218,50
S311A-8-H | 85312040 | 8-digit indicator, universal analog input, 80-265 Vac | 4 INSTRUMENTATION | 4.6 Digital indicators - S Line | 192,50
S311A-8-H-O | 85312040 | 8-digit indicator, universal AI, 80-265 Vac, opt. board | 4 INSTRUMENTATION | 4.6 Digital indicators - S Line | 234,00
S311A-8-L | 85312040 | 8-digit indicator, universal AI 0-40 Vdc/19-28 Vac | 4 INSTRUMENTATION | 4.6 Digital indicators - S Line | 166,50
S311A-8-L-O | 85312040 | 8-digit indicator, 10-40 Vdc/19-28 Vac, opt. board | 4 INSTRUMENTATION | 4.6 Digital indicators - S Line | 234,00
S311AK-4-L | 85312040 | 4 digit indicator analog input, 10-40 Vdc, 19-28 Vac | 4 INSTRUMENTATION | 4.6 Digital indicators - S Line | 105,00
S311AK-4-L-IP66 | 85312040 | 4 digit indicator analog input 10-40 Vdc/19-28Vac, IP66 | 4 INSTRUMENTATION | 4.6 Digital indicators - S Line | 195,00
S311AK-4-L-IP66D | 85312040 | 4 digit indicator, AI, 10-40 Vdc, 19-28 Vac, IP66 (x2) | 4 INSTRUMENTATION | 4.6 Digital indicators - S Line | 310,00
S311D-11-H | 85312040 | 11-digit digital input indicator, 80-265 Vac | 4 INSTRUMENTATION | 4.6 Digital indicators - S Line | 276,00
S311D-11-H-O | 85312040 | 11 digit digital input indicator, 80-265 Vac opt. board | 4 INSTRUMENTATION | 4.6 Digital indicators - S Line | 298,50
S311D-11-L | 85312040 | 11-digit digital input indicator, 10-40 Vdc / 19-28 Vac | 4 INSTRUMENTATION | 4.6 Digital indicators - S Line | 276,00
S311D-11-L-O | 85312040 | 11-digit dig. input ind., 10-40Vdc/19-28Vac, opt. board | 4 INSTRUMENTATION | 4.6 Digital indicators - S Line | 298,50
S311D-4-H | 85312040 | 4-digit, digital input indicator, 80-265 Vac | 4 INSTRUMENTATION | 4.6 Digital indicators - S Line | 166,50
S311D-4-H-O | 85312040 | 4 digit digital input indicator, 80-265 Vac, opt. Board | 4 INSTRUMENTATION | 4.6 Digital indicators - S Line | 229,50
S311D-4-L | 85312040 | 4-digit digital input indicator, 10-40 Vdc / 19-28 Vac | 4 INSTRUMENTATION | 4.6 Digital indicators - S Line | 163,50
S311D-4-L-O | 85312040 | 4-digit dig. input ind., 10-40Vdc/19-28Vac, opt. board | 4 INSTRUMENTATION | 4.6 Digital indicators - S Line | 208,00
S311D-6-H | 85312040 | 6-digit digital input indicator, 80-265 Vac | 4 INSTRUMENTATION | 4.6 Digital indicators - S Line | 182,00
S311D-6-H-O | 85312040 | 6-digit digital input indicator, 80-265 Vac,opt. Board | 4 INSTRUMENTATION | 4.6 Digital indicators - S Line | 224,00
S311D-6-L | 85312040 | 6-digit digital input indicator, 10-40 Vdc/19-28 Vac | 4 INSTRUMENTATION | 4.6 Digital indicators - S Line | 166,50
S311D-6-L-O | 85312040 | 6-digit dig. input ind., 10-40Vdc/19-28Vac, opt. board | 4 INSTRUMENTATION | 4.6 Digital indicators - S Line | 218,50
S311D-8-H | 85312040 | 8-digit digital input indicator, 80-265 Vac | 4 INSTRUMENTATION | 4.6 Digital indicators - S Line | 187,50
S311D-8-H-O | 85312040 | 8-digit digital input indicator, 80-265 Vac, opt. board | 4 INSTRUMENTATION | 4.6 Digital indicators - S Line | 239,50
S311D-8-L | 85312040 | 8-digit digital input indicator, 10-40 Vdc/19-28 Vac | 4 INSTRUMENTATION | 4.6 Digital indicators - S Line | 182,00
S311D-8-L-O | 85312040 | 8-digit dig. input ind., 10-40Vdc/19-28 Vac, opt. board | 4 INSTRUMENTATION | 4.6 Digital indicators - S Line | 234,00
S311G-4-H | 85312040 | 4-digit universal input indicator/signal gen., 80-265 Vac | 4 INSTRUMENTATION | 4.6 Digital indicators - S Line | 199,00
S311G-4-H-O | 85312040 | 4-digit univ. input ind./signal gen., 80-265 Vac, opt. board | 4 INSTRUMENTATION | 4.6 Digital indicators - S Line | 235,50
S311G-4-L | 85312040 | 4-digit universal input indicator/signal generator | 4 INSTRUMENTATION | 4.6 Digital indicators - S Line | 182,00
S311G-4-L-O | 85312040 | 4-digit universal input indicator/generator, opt. board | 4 INSTRUMENTATION | 4.6 Digital indicators - S Line | 239,50
S311OPZ | 85389091 | Scheda opzionale per indicatori famiglia S311 | 4 INSTRUMENTATION | 4.6 Digital indicators - S Line | 62,50
S311OPZ-MP | 85389091 | S311 optional board, RS485, 2-CH relay, 1-CH DI | 4 INSTRUMENTATION | 4.6 Digital indicators - S Line | 62,50
S311-T | 90268020 | Calibration service for S311 Series indicators | 4 INSTRUMENTATION | 4.6 Digital indicators - S Line | 25,00 | X
S312A-4-H-4R | 85312040 | 4-digit analog input Indicator, 4 relay, 85-265 Vac | 4 INSTRUMENTATION | 4.6 Digital indicators - S Line | 260,00
S312A-4-L-4R | 85312040 | 4-digit analog input Ind., 4 relay, 10-40Vdc, 19-28Vac | 4 INSTRUMENTATION | 4.6 Digital indicators - S Line | 260,00
S315 | 85312040 | 4 digit loop powered display with 4-20 mA input signal | 4 INSTRUMENTATION | 4.6 Digital indicators - S Line | 86,00
S315-IP66 | 85312040 | 4 digit loop powered display, 4-20 mA input, IP66 case | 4 INSTRUMENTATION | 4.6 Digital indicators - S Line | 188,00
S315-IP66D | 85312040 | 4 digit loop powered display, 4-20 mA, IP66 case (x2) | 4 INSTRUMENTATION | 4.6 Digital indicators - S Line | 310,00
S320A-1-ST | 85312040 | 3 ½ digit indicator, V/I input, 2 relay, 115/230 Vac | 4 INSTRUMENTATION | 4.6 Digital indicators - S Line | 230,00
S320A-23-ST | 85312040 | 3 ½ digit indicator, V/I input, 2 relay, 24 Vac/dc | 4 INSTRUMENTATION | 4.6 Digital indicators - S Line | 260,00
S320A-23-ST-R | 85312040 | 3 ½ digit indicator, V/I input, 2 relay AO, 24 Vac/dc | 4 INSTRUMENTATION | 4.6 Digital indicators - S Line | 305,00
S400CL-1 | 85363030 | Analog and Digital Signals SPD with knife disconnector | 4 INSTRUMENTATION | 4.5 Surge protections - S400 Line | 51,00
S400CL-1-15 | 85363030 | S400CL-1 10 pieces kit | 4 INSTRUMENTATION | 4.5 Surge protections - S400 Line | 774,00
S400CL-1-N | 85363030 | PROT. SOVRAT. 21VAC/30VDC,C1/2/3/D1,mA/0-10V/DIGIT,CON COLT. | 4 INSTRUMENTATION | 4.5 Surge protections - S400 Line | 51,00
S400CL-1-P5 | 85363030 | S400CL-1 closing side (5 pieces) | 4 INSTRUMENTATION | 4.5 Surge protections - S400 Line | 4,00
S400HV-2 | 85363030 | Type 2 230 Vac SPD at 3 conductors (L, N, PE) | 4 INSTRUMENTATION | 4.5 Surge protections - S400 Line | 103,00
S400HV-2-RIC-SL | 85363030 | S400HV2 plug spare 1L-NPE, no FM contact | 4 INSTRUMENTATION | 4.5 Surge protections - S400 Line | 71,00
S400HV-2-RIC-SN | 85363030 | S400HV2 plug spare N/PE | 4 INSTRUMENTATION | 4.5 Surge protections - S400 Line | 61,00
S400LV-1 | 85363030 | Type 3 24 Vac/dc SPD with FM contact at 3 conductors | 4 INSTRUMENTATION | 4.5 Surge protections - S400 Line | 68,00
S400LV-1-RIC-SL | 85363030 | S400LV-1 plug spare, with contact FM | 4 INSTRUMENTATION | 4.5 Surge protections - S400 Line | 49,00
S400NET-1 | 85363030 | Ethernet, serial, fieldbus networks SPD, 5 wires | 4 INSTRUMENTATION | 4.5 Surge protections - S400 Line | 119,00
S401-L | 85312040 | ModBUS RTU indicator with OLED 2,7" display | 1 AUTOMATION | 1.4 Oled Display HMI | 210,00
S485-FO-MONO-DL | 85437090 | RS485 single mode fiber, double loop converter | 2 COMMUNICATION | 2.9 Fiber Optic Interfaces | 775,00
S485-FO-MONO-SL | 85437090 | RS485 - single mode fiber, single loop converter | 2 COMMUNICATION | 2.9 Fiber Optic Interfaces | 634,00
S485-FO-MULTI-DL | 85437090 | Multidrop fiber optic - RS485 double loop converter | 2 COMMUNICATION | 2.9 Fiber Optic Interfaces | 378,00
S485-FO-MULTI-SL | 85437090 | Multidrop fiber optic - RS485 single loop converter | 2 COMMUNICATION | 2.9 Fiber Optic Interfaces | 310,00
S500-ETH | 85437090 | Ethernet optical interface module | 3 ENERGY | 3.5 Energy Counters - S500 Series | 240,00
S500-MBU | 85437090 | M-BUS optical interface module | 3 ENERGY | 3.5 Energy Counters - S500 Series | 88,00
S500-MOD | 90289010 | RS485 Modbus RTU optical interface module | 3 ENERGY | 3.5 Energy Counters - S500 Series | 151,00
S501-40-0 | 90283011 | 40A single phase energy counter 2 wires 1 DIN | 3 ENERGY | 3.5 Energy Counters - S500 Series | 74,00
S501-40-0-MID | 90283011 | 40A single phase energy counter 2 wires 1 DIN, MID certified | 3 ENERGY | 3.5 Energy Counters - S500 Series | 83,00
S501-40-MBU-MID | 90283011 | 40A single phase energy counter, 1 DIN, RS485 M-Bus, MID | 3 ENERGY | 3.5 Energy Counters - S500 Series | 91,00
S501-40-MOD-MID | 90283011 | 40A single phase energy counter, 1 DIN, RS485 Modbus MID | 3 ENERGY | 3.5 Energy Counters - S500 Series | 111,00
S50-1-ST | 85044095 | Current loop power supply, 115/230 Vac | 4 INSTRUMENTATION | 4.3 High-isolation interfaces - S Line | 56,00
S502-80-ETH | 90283011 | 80A single phase energy counter 2 wires 2 DIN, Ethernet | 3 ENERGY | 3.5 Energy Counters - S500 Series | 343,00
S502-80-MBU | 90283011 | 80A single phase energy counter 2 wires 2 DIN, M-BUS | 3 ENERGY | 3.5 Energy Counters - S500 Series | 195,00
S502-80-MID | 90283011 | 80A Single Phase Energy Counter, 2 wires, 1 DIN, MID | 3 ENERGY | 3.5 Energy Counters - S500 Series | 163,00
S502-80-MOD | 90283011 | 80A single phase energy counter 2 wires 2 DIN, RS485 Modbus | 3 ENERGY | 3.5 Energy Counters - S500 Series | 213,00
S504C-6-ETH-MID | 90283019 | 6A 3-phase energy counter 4 wires 4 DIN, Ethernet, MID | 3 ENERGY | 3.5 Energy Counters - S500 Series | 425,00
S504C-6-MBU-MID | 90283019 | 6A 3-phase energy counter 4 wires 4 DIN, M-BUS, MID | 3 ENERGY | 3.5 Energy Counters - S500 Series | 246,00
S504C-6-MOD-MID | 90283019 | 6A 3-phase energy counter 4 wires 4 DIN, Modbus, MID | 3 ENERGY | 3.5 Energy Counters - S500 Series | 255,00
S504C-80-ETH-MID | 90283019 | 80A 3-phase energy counter 4 wires 4 DIN, Ethernet, MID | 3 ENERGY | 3.5 Energy Counters - S500 Series | 416,00
S504C-80-MBU-MID | 90283019 | 80A 3-phase energy counter 4 wires 4 DIN, M-BUS, MID | 3 ENERGY | 3.5 Energy Counters - S500 Series | 232,00
S504C-80-MOD-MID | 90283019 | 80A 3-phase energy counter 4 wires 4 DIN, Modbus, MID | 3 ENERGY | 3.5 Energy Counters - S500 Series | 243,00
S534-6-MID | 90283019 | 6A three phase energy counter 3/4 wires 4 DIN, MID | 3 ENERGY | 3.5 Energy Counters - S500 Series | 241,00
S534-80-MID | 90283019 | 80A three phase energy counter 3/4 wires 4 DIN, MID | 3 ENERGY | 3.5 Energy Counters - S500 Series | 227,00
S6001-4GUPG | 85176200 | Upgrade and replacement of 3G Modem → 4GLTE/WW by laboratory | 2 COMMUNICATION | 2.6 Edge / VPN / IIoT Connectivity | 113,00 | X
S6001-PC-4GWW | 85371091 | Advanced Pump Controller 4G WW LTE with 7" HMI | 1 AUTOMATION | 1.3 Process Controllers | 1.650,00
S6001-RTU-4GWW |  | Remote Control Unit with built-in IO and 4G WW LTE modem | 2 COMMUNICATION | 2.3 IEC 61131 RTUs | 1.220,00
S6001-RTU-E-4GWW | 85171800 | Remote Control Unit, built-in IO, 4GWW LTE, Energy protocols | 3 ENERGY | 3.8 Energy Controllers | 1.220,00
S604B-6-ETH | 90303370 | Three-phase power meter, BASIC, CT/5A, Ethernet, 1MB log | 3 ENERGY | 3.1.4 Power Meters - S604 Series | 414,00
S604B-6-MOD | 90303370 | Three phase power meter, BASIC, for CT/5A, Modbus,1MB | 3 ENERGY | 3.1.4 Power Meters - S604 Series | 262,00
S604B-80-MOD | 90303370 | Three phase power meter, BASIC, 80A, Modbus,1MB log | 3 ENERGY | 3.1.4 Power Meters - S604 Series | 269,00
S604E-6-ETH | 90303370 | Power Meter Energy PLUS x TA1/5A-Ethernet,8MB log. Harmonics | 3 ENERGY | 3.1.4 Power Meters - S604 Series | 487,00
S604E-6-MOD | 90303370 | Power Meter, Energy PLUS x TA1/5A, Modbus, 8MB log. Harm. | 3 ENERGY | 3.1.4 Power Meters - S604 Series | 308,00
S604E-80-ETH | 90303370 | Power Meter Energy PLUS 80A-Ethernet,8MB log. Harmonics | 3 ENERGY | 3.1.4 Power Meters - S604 Series | 558,00
S604E-80-MOD | 90303370 | Power Meter, Energy PLUS 80A-RS485 Modbus,8MB log. harmonics | 3 ENERGY | 3.1.4 Power Meters - S604 Series | 321,00
S604E-ROG-ETH-30 | 90303370 | Kit Energy PLUS Ethernet+ 3 Rog. RC150 L= 30 cm Øint. 9,5 cm | 3 ENERGY | 3.1.4 Power Meters - S604 Series | 824,00
S604E-ROG-ETH-45 | 90303370 | Kit Energy PLUS Ethernet + 3 Rog. RC150 L= 45 cm Øint. 14cm | 3 ENERGY | 3.1.4 Power Meters - S604 Series | 843,00
S604E-ROG-ETH-70 | 90303370 | Kit Energy PLUS Ethernet + 3 Rog. RC150 L= 70cm Øint. 22cm | 3 ENERGY | 3.1.4 Power Meters - S604 Series | 858,00
S604E-ROG-MOD-30 | 90303370 | Kit Energy PLUS RS485 Modbus+3 Rog. RC150 L= 30cm Øint.9,5cm | 3 ENERGY | 3.1.4 Power Meters - S604 Series | 676,00
S604E-ROG-MOD-45 | 90303370 | Kit Energy PLUS RS485 +3 Rog. RC150 L= 45cm Øint.14cm | 3 ENERGY | 3.1.4 Power Meters - S604 Series | 695,00
S604E-ROG-MOD-70 | 90303370 | Kit Energy PLUS RS485 Modbus+3 Rog. RC150 L= 70cm Øint.22cm | 3 ENERGY | 3.1.4 Power Meters - S604 Series | 711,00
S711B6MOD | 90303370 | LCD 96x96 BASIC Power Meter, TA1/5A, Modbus, I/O | 3 ENERGY | 3.1.5 Power Meters - S711 Series | 291,00
S711E6ETH | 90303370 | LCD 96x96 Energy PLUS Power Meter, TA1/5A-Eth.,1DI 2DO | 3 ENERGY | 3.1.5 Power Meters - S711 Series | 578,00
S711E6MOD | 90303370 | LCD 96x96 Energy PLUS Power Meter, TA1/5A, Modbus | 3 ENERGY | 3.1.5 Power Meters - S711 Series | 342,00
S711E6MODAO | 90303370 | LCD 96x96 Energy PLUS Power Meter, TA1/5A, Modbus, AO | 3 ENERGY | 3.1.5 Power Meters - S711 Series | 424,00
S711EROGETH30 | 90303370 | LCD 96x96 Energy PLUS Kit , Ethernet, N.3 RC150 (30cm) | 3 ENERGY | 3.1.5 Power Meters - S711 Series | 954,00
S711EROGETH45 | 90303370 | LCD 96x96 Energy PLUS Kit , Ethernet, N.3 RC150 (45cm) | 3 ENERGY | 3.1.5 Power Meters - S711 Series | 975,00
S711EROGETH70 | 90303370 | LCD 96x96 Energy PLUS Kit, Ethernet, N.3 RC150 (70cm) | 3 ENERGY | 3.1.5 Power Meters - S711 Series | 990,00
S711EROGMOD30 | 90303370 | LCD 96x96 Energy PLUS Kit, Modbus,N.3 RC150 (30cm) | 3 ENERGY | 3.1.5 Power Meters - S711 Series | 717,00
S711EROGMOD30AO | 90303370 | LCD 96x96 Energy PLUS Kit, Modbus AO, Nr.3 RC150 (30cm) | 3 ENERGY | 3.1.5 Power Meters - S711 Series | 801,00
S711EROGMOD45 | 90303370 | LCD 96x96 Energy PLUS Kit, Modbus,N.3 RC150 (45cm) | 3 ENERGY | 3.1.5 Power Meters - S711 Series | 738,00
S711EROGMOD45AO | 90303370 | LCD 96x96 Energy PLUS Kit, Modbus AO, Nr.3 RC150 (45cm) | 3 ENERGY | 3.1.5 Power Meters - S711 Series | 822,00
S711EROGMOD70 | 90303370 | LCD 96x96 Energy PLUS Kit, Modbus,N.3 RC150 (70cm) | 3 ENERGY | 3.1.5 Power Meters - S711 Series | 752,00
S711EROGMOD70AO | 90303370 | LCD 96x96 Energy PLUS Kit, Modbus AO, Nr.3 RC150 (70cm) | 3 ENERGY | 3.1.5 Power Meters - S711 Series | 836,00
S91 | 85437090 | Motor multi-protection relay,195 ÷ 255 Vac | 4 INSTRUMENTATION | 4.3 High-isolation interfaces - S Line | 130,00
S91-400 | 85437090 | Motor multi-protection relay, 400 Vac ± 10 % | 4 INSTRUMENTATION | 4.3 High-isolation interfaces - S Line | 140,00
SCAN-FO-MONO-DL | 85437090 | CAN - single mode fiber, double loop converter | 2 COMMUNICATION | 2.9 Fiber Optic Interfaces | 775,00
SCAN-FO-MONO-SL | 85437090 | CAN - single mode fiber, single loop converter | 2 COMMUNICATION | 2.9 Fiber Optic Interfaces | 634,00
SCAN-FO-MULTI-DL | 85437090 | CAN - multimode fiber, double loop converter | 2 COMMUNICATION | 2.9 Fiber Optic Interfaces | 619,00
SCAN-FO-MULTI-SL | 85437090 | CAN - multimode fiber, single loop converter | 2 COMMUNICATION | 2.9 Fiber Optic Interfaces | 555,00
SCP | 85235110 | SENECA Codesys Package | 1 AUTOMATION | 1.7.1 System Software | -
SDD | 85235110 | SENECA Discovery Device, IP scanner per Z-KEY, Z-PASS1/2 | 1 AUTOMATION | 1.7.1 System Software | -
S-DIN | 85389099 | M-RTU DIN rail guide support | 2 COMMUNICATION | 2.4 Low Power RTUs | 14,00
SEAL | 85235110 | SENECA Advanced language, software prog. avanzata | 2 COMMUNICATION | 2.2 Smart Dataloggers | -
SENECA-SMS | 85235110 | App iOS / Android per gestione remota MYALARM2 e Z-GPRS2 | 2 COMMUNICATION | 2.1 Remote Alarm Units | -
SENECA-TEMP | 85235110 | App iOS MYALARM2 per controllo temperature | 2 COMMUNICATION | 2.1 Remote Alarm Units | -
SESC | 85235110 | SENECA Ethernet to Serial Connection Z-KEY, Z-PASS1/2 | 2 COMMUNICATION | 2.5 Industrial Gateways - Networking | -
SETH-FO-MONO-DL | 85437090 | Ethernet - single mode fiber, dobule loop converter | 2 COMMUNICATION | 2.9 Fiber Optic Interfaces | 775,00
SETH-FO-MONO-SL | 85437090 | Ethernet - single mode fiber, single loop converter | 2 COMMUNICATION | 2.9 Fiber Optic Interfaces | 634,00
SETH-FO-MULTI-DL | 85437090 | Ethernet - multimode fiber, double loop converter | 2 COMMUNICATION | 2.9 Fiber Optic Interfaces | 619,00
SETH-FO-MULTI-SL | 85437090 | Ethernet - multimode fiber, single loop converter | 2 COMMUNICATION | 2.9 Fiber Optic Interfaces | 555,00
SG-EQ4 | 85389091 | Connection circuit up to 4 load cell in parallel | 1 AUTOMATION | 1.8 Automation - Accessories | 70,00
SG-EQ4-BOXPG7 | 85389091 | Connection circuit up to 4 load cell + IP67 box | 1 AUTOMATION | 1.8 Automation - Accessories | 240,00
SSD-0-0-0-0 | 85312040 | Advanced touchscreen HMI with integrated I/O | 1 AUTOMATION | 1.6 IIoT Multifunction HMI | 650,00
SSD-0-0-0-I | 85312040 | Advanced touchscreen HMI with integrated IIoT and I/O | 1 AUTOMATION | 1.6 IIoT Multifunction HMI | 840,00
SSD-0-0-V-0 | 85312040 | Advanced touchscreen HMI with integrated VPN and I/O | 1 AUTOMATION | 1.6 IIoT Multifunction HMI | 840,00
SSD-0-0-V-I | 85312040 | Advanced touchscreen HMI with integrated IIoT, VPN and I/O | 1 AUTOMATION | 1.6 IIoT Multifunction HMI | 870,00
SSD-0-L-0-0 | 85312040 | Advanced touchscreen HMI with integrated logic and I/O | 1 AUTOMATION | 1.6 IIoT Multifunction HMI | 870,00
SSD-0-L-0-I | 85312040 | Advanced touchscreen HMI with integrated IIoT, logic and I/O | 1 AUTOMATION | 1.6 IIoT Multifunction HMI | 900,00
SSD-0-L-V-0 | 85312040 | Advanced touchscreen HMI with integrated logic, VPN and I/O | 1 AUTOMATION | 1.6 IIoT Multifunction HMI | 900,00
SSD-0-L-V-I | 85312040 | Advanced touchscreen HMI, IIoT, logic functions, VPN, I/O | 1 AUTOMATION | 1.6 IIoT Multifunction HMI | 680,00
SSD-E-L-V-I | 85312040 | Multifunction HMI / IIoT Gateway / IEC 61131-3 controller wi | 1 AUTOMATION | 1.6 IIoT Multifunction HMI | 780,00
SSD-S-L-V-I | 85312040 | Multifunction HMI / IIoT Gateway / Controller IEC 61131-3 | 1 AUTOMATION | 1.2 Multifunction Controllers IEC 61131 | 780,00
SSD-UPG-I | 85238090 | SSD - Upgrade "IIoT/MQTT/Cloud" functions | 1 AUTOMATION | 1.6 IIoT Multifunction HMI | 84,00 | X
SSD-UPG-L | 85238090 | SSD - Upgrade "logic" functions | 1 AUTOMATION |  | 118,00 | X
SSD-UPG-L-I | 85238090 | SSD - Upgrade "logic" and "IIoT/MQTT/Cloud" functions | 1 AUTOMATION | 1.6 IIoT Multifunction HMI | 151,00 | X
SSD-UPG-L-V | 85238090 | SSD - Upgrade "logic" and "VPN" functions | 1 AUTOMATION | 1.6 IIoT Multifunction HMI | 151,00 | X
SSD-UPG-L-V-I | 85238090 | SSD - Upgrade functions "logic, "VPN" and "IIoT/MQTT/Cloud | 1 AUTOMATION | 1.6 IIoT Multifunction HMI | 50,00 | X
SSD-UPG-V | 85238090 | SSD - Upgrade "VPN" functions | 1 AUTOMATION | 1.6 IIoT Multifunction HMI | 84,00 | X
SSD-UPG-V-I | 85238090 | SSD - Upgrade functions "VPN" and "IIoT/MQTT/Cloud". | 1 AUTOMATION | 1.6 IIoT Multifunction HMI | 118,00 | X
SSP | 85235110 | Straton SENECA Package - CPU Seneca Installer suite | 1 AUTOMATION | 1.7.3 Straton | -
S-TOOL | 85235110 | Config. toolkit including SW, libraries, CS-JACK-DB9F | 4 INSTRUMENTATION | 4.2 Compact converters - K Line | 62,00
STRATON-256-UPD | 85238090 | Straton IDE 256 Tags update from latest version | 1 AUTOMATION | 1.7.3 Straton | 285,00 | X
STRATON-256-UPD2 | 85238090 | Straton IDE 256 Tags update from 2 to 4 previous versions | 1 AUTOMATION | 1.7.3 Straton | 569,00
STRATON-512-UPD | 85238090 | Straton IDE 512 Tags update from latest version | 1 AUTOMATION | 1.7.3 Straton | 496,00 | X
STRATON-512-UPD2 | 85238090 | Straton IDE 512 Tags update from 2 to 4 previous versions | 1 AUTOMATION | 1.7.3 Straton | 989,00
STRATON-870-850 | 85235110 | IEC 60870-5-101/104 M/S + IEC 61850 C/S license | 1 AUTOMATION | 1.7.3 Straton | 286,00 | X
STRATON-870M | 85235110 | IEC 60870-5-101/104 Master activation license | 1 AUTOMATION | 1.7.3 Straton | 130,00 | X
STRATON-870S | 85235110 | IEC 60870-5-101/104 Slave activation license | 1 AUTOMATION | 1.7.3 Straton | 130,00 | X
STRATON-870S-850 | 85235110 | IEC 60870-5-101/104 Slave license+IEC 61850 Client/Server | 1 AUTOMATION | 1.7.3 Straton | 162,00 | X
STRATON-D-USB | 85235110 | Straton activation key for IEC 61131 controllers | 1 AUTOMATION | 1.7.3 Straton | 259,00 | X
STRATON-IDE256 | 85235110 | Straton development env. 256 tags, USB activation key | 1 AUTOMATION | 1.7.3 Straton | 973,00 | X
STRATON-IDE512 | 85235110 | Straton development env. 512 tags, USB activation key | 1 AUTOMATION | 1.7.3 Straton | 1.495,00 | X
STRATON-IDEUN | 85235110 | Straton development env. unlimited tags, USB activ. key | 1 AUTOMATION | 1.7.3 Straton | 2.538,00 | X
STRATON-UN-UPD | 85235110 | Straton IDE Unlimited Tags update from latest version | 1 AUTOMATION | 1.7.3 Straton | 878,00 | X
STRATON-UN-UPD2 | 85238090 | Straton IDE Unlimited Tags update from 2 to 4 previous versi | 1 AUTOMATION | 1.7.3 Straton | 1.757,00
STRATON-UPGRADE1 |  | Straton upgrade from 256 to 512 tag | 1 AUTOMATION | 1.7.3 Straton | 846,00 | X
STRATON-UPGRADE2 |  | Straton upgrade from 256 to unlimited tags | 1 AUTOMATION | 1.7.3 Straton | 2.375,00 | X
STRATON-UPGRADE3 |  | Straton upgrade from 512 to unlimited tags | 1 AUTOMATION | 1.7.3 Straton | 1.529,00 | X
STRATON-WB | 85235110 | Straton workbench IEC 61131 free editor | 1 AUTOMATION | 1.7.3 Straton | -
T
T120 | 85437090 | Loop powered 2-wire transmitter for Pt100 and Ni100 | 4 INSTRUMENTATION | 4.4 Temperature transmitters and sensors | 44,00
T120-C | 85437090 | Calibrated loop powered 2-wire transmitter for Pt100 / Ni100 | 4 INSTRUMENTATION | 4.4 Temperature transmitters and sensors | 52,00
T121 | 85437090 | Universal temperature transmitter | 4 INSTRUMENTATION | 4.4 Temperature transmitters and sensors | 80,00
T121-C | 85437090 | Calibrated universal temperature transmitter | 4 INSTRUMENTATION | 4.4 Temperature transmitters and sensors | 89,00
T201 | 85437090 | AC Current Transd. 5-40 A to 4..20 mA (Loop powered) | 3 ENERGY | 3.6 Current Transducers - T201 Series | 54,00
T201DC | 85437090 | DC Current Transf. 5-40 A to 4..20 mA (Loop powered ) | 3 ENERGY | 3.6 Current Transducers - T201 Series | 90,00
T201DC100 | 85437090 | DC Current Transf 0-100A to to 4..20 mA (Loop powered) | 3 ENERGY | 3.6 Current Transducers - T201 Series | 125,00
T201DCH | 85437090 | AC/DC Current Transf. 0-50 A to 0..10V, Auxilary Power | 3 ENERGY | 3.6 Current Transducers - T201 Series | 56,00
T201DCH100 | 85437090 | AC/DC CT with Hall effect INP 0-100Aac/dc OUT 0-10Vdc | 3 ENERGY | 3.6 Current Transducers - T201 Series | 90,00
T201DCH100-LP | 85437090 | AC/DC C.T. (± 100 A), Hall Effect, Loop Powered, 4-20 mA | 3 ENERGY | 3.6 Current Transducers - T201 Series | 84,00
T201DCH100-M | 85437090 | AC/DC C.T. (± 100 A), loop Powered, 0-10V, Modbus | 3 ENERGY | 3.6 Current Transducers - T201 Series | 95,00
T201DCH100-MU | 85437090 | AC/DC C.T. (±100 A), TRMS 0..10V, Pnp alarm, Modbus, USB | 3 ENERGY | 3.6 Current Transducers - T201 Series | 110,00
T201DCH100-OPEN | 85043129 | Open core current transducer, up to 100 Aac/dc, 0..10 V | 3 ENERGY | 3.6 Current Transducers - T201 Series | 125,00
T201DCH300 | 85437090 | AC/DC CT with Hall effect INP 0-300Aac/dc OUT 0-10Vdc | 3 ENERGY | 3.6 Current Transducers - T201 Series | 95,00
T201DCH300-LP | 85437090 | AC/DC C.T. (± 300 A), Hall Effect, Loop Powered, 4-20 mA | 3 ENERGY | 3.6 Current Transducers - T201 Series | 90,00
T201DCH300-M | 85437090 | AC/DC C.T. (± 300 A), loop Powered, 0-10V, Modbus | 3 ENERGY | 3.6 Current Transducers - T201 Series | 102,00
T201DCH300-MU | 85437090 | AC/DC C.T. (±300 A), TRMS 0..10V, Pnp alarm, Modbus, USB | 3 ENERGY | 3.6 Current Transducers - T201 Series | 115,00
T201DCH300-OPEN | 85043129 | Open core current transducer, up to 300 Aac/dc, 0..10 V | 3 ENERGY | 3.6 Current Transducers - T201 Series | 130,00
T201DCH50-LP | 85437090 | AC/DC C.T. (± 50 A), Hall Effect, Loop Powered, 4-20 mA | 3 ENERGY | 3.6 Current Transducers - T201 Series | 57,00
T201DCH50-M | 85437090 | AC/DC CT with ModBUS, 0-50 A to 0..10V, Auxilary Power | 3 ENERGY | 3.6 Current Transducers - T201 Series | 78,00
T201DCH50-MU | 85437090 | AC/DC C.T. (± 50 A), Hall, Loop Powered, 0-10V, Modbus | 3 ENERGY | 3.6 Current Transducers - T201 Series | 86,00
T201DCH600-MU | 85437090 | AC/DC C.T. (±600 A), TRMS 0..10V, Pnp alarm, Modbus, USB | 3 ENERGY | 3.6 Current Transducers - T201 Series | 120,00
T201DCH600-OPEN | 85043129 | Open core current transducer, up to 600 Aac/dc, 0..10 V | 3 ENERGY | 3.6 Current Transducers - T201 Series | 135,00
T203PM100-MU | 90303370 | Single-phase AC/DC power meter, 100 Vac/dc, ModBUS, 1AO, 1DO | 3 ENERGY | 3.1.3 Power Meters - T203PM Series | 150,00
T203PM300-MU | 90303370 | Single-phase AC/DC power meter, 300 Vac/dc, ModBUS, 1AO, 1DO | 3 ENERGY | 3.1.3 Power Meters - T203PM Series | 155,00
T203PM600-MU | 90303370 | Single-phase AC/DC power meter, 600 Vac/dc, ModBUS, 1AO, 1DO | 3 ENERGY | 3.1.3 Power Meters - T203PM Series | 160,00
TA100 | 85437090 | CT for S203T, 100A/100mA, 0,1% of accuracy | 3 ENERGY | 3.1.2 Power Meters - S203 Series | 52,00
TA15 | 85437090 | CT for S203T, 15A/100mA , 0,1% of accuracy | 3 ENERGY | 3.1.2 Power Meters - S203 Series | 45,00
TA25 | 85437090 | Current transf. for S203T, 25A/100mA, 0,1% of accuracy | 3 ENERGY | 3.1.2 Power Meters - S203 Series | 52,00
TAA-01005-2030 | 85437090 | Split core current transformer 100/5A CL. 0.5 D20X30mm | 3 ENERGY | 3.3 Current Transformers | 111,00
TAA-01005-3637 | 85437090 | Trasformatore amperometrico apribile 100/5A CL. 0,5 D36X37mm | 3 ENERGY | 3.3 Current Transformers | 95,00
TAA-01505-2030 | 85437090 | Split core current transformer 150/5A CL. 0.5 D20X30mm | 3 ENERGY | 3.3 Current Transformers | 111,00
TAA-02005-2030 | 85437090 | Split core current transformer 200/5A CL. 0.5 D20X30mm | 3 ENERGY | 3.3 Current Transformers | 111,00
TAA-02505-2030 | 85437090 | Split core current transformer 250/5A CL. 0.5 D20X30mm | 3 ENERGY | 3.3 Current Transformers | 114,00
TAA-02505-5080 | 85437090 | Split core current transformer 250/5A CL. 0,5 D50X80mm | 3 ENERGY | 3.3 Current Transformers | 122,00
TAA-03005-2030 | 85437090 | Split core current transformer 300/5A CL. 0.5 D20X30mm | 3 ENERGY | 3.3 Current Transformers | 114,00
TAA-04005-2030 | 85437090 | Split core current transformer 400/5A CL. 0.5 D20X30mm | 3 ENERGY | 3.3 Current Transformers | 114,00
TAA-04005-5080 | 85437090 | Split core current transformer 400/5A CL. 0,5 D50X80mm | 3 ENERGY | 3.3 Current Transformers | 122,00
TAA-05005-5080 | 85437090 | Split core current transformer 500/5A CL. 0.5 D50X80mm | 3 ENERGY | 3.3 Current Transformers | 127,00
TAA-05005-8080 | 85437090 | Split core current transformer 500/5A CL. 0,5 D80X80mm | 3 ENERGY | 3.3 Current Transformers | 142,00
TAA-06005-5080 | 85437090 | Split core current transformer 600/5A CL. 0.5 D50X80mm | 3 ENERGY | 3.3 Current Transformers | 127,00
TAA-07505-5080 | 85437090 | Split core current transformer 750/5A CL. 0.5 D50X80mm | 3 ENERGY | 3.3 Current Transformers | 139,00
TAA-08005-5080 | 85437090 | Split core current transformer 800/5A CL. 0.5 D50X80mm | 3 ENERGY | 3.3 Current Transformers | 139,00
TAA-08005-8080 | 85437090 | Split core current transformer 800/5A CL. 0,5 D80X80mm | 3 ENERGY | 3.3 Current Transformers | 153,00
TAA-10005-8080 | 85437090 | Split core current transformer 1000/5A CL. 0.5 D50X80mm | 3 ENERGY | 3.3 Current Transformers | 153,00
TAA-12505-80120 | 85437090 | Trasformatore amperometrico aprib. 1250/5A CL.0,5 D80X120mm | 3 ENERGY | 3.3 Current Transformers | 205,00
TAC01005-22-3010 | 85437090 | Through-bar current transformer 100/5A CL. 0.5 | 3 ENERGY | 3.3 Current Transformers | 20,00
TAC01005-32-4010 | 85437090 | Through-bar current transformer 100/5A CL.0.5 | 3 ENERGY | 3.3 Current Transformers | 25,00
TAC01505-22-3010 | 85437090 | Through-bar current transformer 150/5A CL. 0.5 | 3 ENERGY | 3.3 Current Transformers | 20,00
TAC-0205-00-0000 | 85437090 | Primary wound current transformer 20/5A CL. 0.5 | 3 ENERGY | 3.3 Current Transformers | 31,00
TAC02505-32-4010 | 85437090 | Through-bar current transformer 250/5A CL. 0.5 | 3 ENERGY | 3.3 Current Transformers | 27,00
TAC-0255-00-0000 | 85437090 | Primary wound current transformer 25/5A CL. 0.5 | 3 ENERGY | 3.3 Current Transformers | 34,00
TAC-0305-00-0000 | 85437090 | Primary wound current transformer 30/5A CL. 0.5 | 3 ENERGY | 3.3 Current Transformers | 36,00
TAC04005-32-4010 | 85437090 | Through-bar current transformer 400/5A CL. 0.5 | 3 ENERGY | 3.3 Current Transformers | 28,00
TAC05005-32-4010 | 85437090 | Through-bar current transformer 500/5A CL. 0.5 | 3 ENERGY | 3.3 Current Transformers | 30,00
TAC-0505-22-3010 | 85437090 | Through-bar current transformer 50/5A CL. 0.5 | 3 ENERGY | 3.3 Current Transformers | 19,00
TAC-0605-22-3010 | 85437090 | Through-bar current transformer 60/5A CL.1, 22mm cable | 3 ENERGY | 3.3 Current Transformers | 20,00
TAC08005-32-4010 | 85437090 | Through-bar current transformer 800/5A CL. 0.5 | 3 ENERGY | 3.3 Current Transformers | 31,00
TAC-C5-00605-023 | 85437090 | Current Transducer 60/5A CL.0,5 D23mm | 3 ENERGY | 3.3 Current Transformers | 26,00
TAC-C5-01005-023 | 85437090 | Current Transducer 100/5A CL.0,5 D23mm | 3 ENERGY | 3.3 Current Transformers | 19,00
TAC-C5-01505-023 | 85437090 | Current Transducer 150/5A CL.0,5 D23mm | 3 ENERGY | 3.3 Current Transformers | 17,00
TAC-C5-02505-023 | 85437090 | Current Transducer 250/5A CL.0,5 D23mm | 3 ENERGY | 3.3 Current Transformers | 15,00
TAC-C5-04005-037 | 85437090 | Current Transducer 400/5A CL.0,5 D37mm | 3 ENERGY | 3.3 Current Transformers | 32,00
TAC-C5-06005-037 | 85437090 | Current Transducer 600/5A CL.0,5 D37mm | 3 ENERGY | 3.3 Current Transformers | 28,00
TAC-C5-08005-037 | 85437090 | Current Transducer 800/5A CL.0,5 D37mm | 3 ENERGY | 3.3 Current Transformers | 50,00
TAC-C5-10005-046 | 85437090 | Current Transducer 1000/5A CL.0,5 D46mm | 3 ENERGY | 3.3 Current Transformers | 48,00
TAC-C5-15005-046 | 85437090 | Current Transducer 1500/5A CL.0,5 D46mm | 3 ENERGY | 3.3 Current Transformers | 86,00
TAC-C5-15005-062 | 85437090 | Current Transducer 1500/5A CL.0,5 D62mm | 3 ENERGY | 3.3 Current Transformers | 88,00
TAC-C5-20005-046 | 85437090 | Current Transducer 2000/5A CL.0,5 D46mm | 3 ENERGY | 3.3 Current Transformers | 86,00
TAC-C5-20005-062 | 85437090 | Current Transducer 2000/5A CL.0,5 D62mm | 3 ENERGY | 3.3 Current Transformers | 119,00
TAC-C5-25005-062 | 85437090 | Trasformatore amperometrico 2500/5A CL.0,5 cava Ø62MM | 3 ENERGY | 3.3 Current Transformers | 129,00
TAC-C5-30005-062 | 85437090 | Current Transducer 3000/5A CL.0,5 D62mm | 3 ENERGY | 3.3 Current Transformers | 149,00
TAC-C5-40005-062 | 85437090 | Current Transducer 4000/5A CL.0,5 D62mm | 3 ENERGY | 3.3 Current Transformers | 225,00
TCK-250-1.5-M12 | 90251900 | Thermocouple type K, d=1.5 mm, L=100 mm, M12 connector | 4 INSTRUMENTATION | 4.8 Handheld measuring systems | 33,00
TCK-250-3-M12 | 90251900 | Thermocouple type K , d=3 mm, L=250 mm, M12 connector | 4 INSTRUMENTATION | 4.8 Handheld measuring systems | 33,00
TCK-AC-M12 | 90251900 | Thermocouple type K, bow type, M12 connector | 4 INSTRUMENTATION | 4.8 Handheld measuring systems | 38,00
TCK-W-1000-M12 | 90251900 | TC type K, joint exposed, L=1000 mm, M12 connector | 4 INSTRUMENTATION | 4.8 Handheld measuring systems | 16,00
TEMP-TAG-Z-KEY | 85235110 | Template Excel gestione tag modalità gateway - Z-KEY | 2 COMMUNICATION | 2.5 Industrial Gateways - Networking | -
TEMP-TAG-Z-PASS | 85235110 | Template Excel gestione tag modalità gateway - Z-PASS1/2 | 2 COMMUNICATION | 2.6 Edge / VPN / IIoT Connectivity | -
TEST-4 | 90303100 | V/I handheld multimeter with ramps simulation | 4 INSTRUMENTATION | 4.9 Handheld Calibrators | 440,00
TEST-4-C | 42021299 | TEST-4 transport and protection case | 4 INSTRUMENTATION | 4.9 Handheld Calibrators | 61,00
TEST-4-LAT |  | Certificato di taratura LAT Accredia TEST-4 | 4 INSTRUMENTATION | 4.9 Handheld Calibrators | 590,00 | X
TEST-4-PK | 85389091 | Precision kit for Test-4 | 4 INSTRUMENTATION | 4.9 Handheld Calibrators | 57,00
TEST-4-PWR | 85044095 | Test-4 power supply | 4 INSTRUMENTATION | 4.9 Handheld Calibrators | 22,00
TEST-4-R | 85389091 | Precision test leads for Test-4 | 4 INSTRUMENTATION | 4.9 Handheld Calibrators | 38,50
TEST-4-T-OLD | 90268020 | ISO 9001 calibration certificate for Test-4 | 4 INSTRUMENTATION | 4.9 Handheld Calibrators | 95,00 | X
TREND VIEWER | 85235110 | Tool di visualizzazione dati | 1 AUTOMATION | 1.7.1 System Software | -
U
USB-DR-OPC-KEY | 90268020 | USB-key for DR and OPC license activation (spare) | 1 AUTOMATION | 1.7.1 System Software | 12,50
USB-ISO | 85437090 | USB galvanic isolator | 2 COMMUNICATION | 2.8 Serial / USB Interfaces | 82,00
USB-SW-KEY | 85235110 | USB-key with controllers software, libraries, manuals | 1 AUTOMATION | 1.7.0 Programming / Configuration Tools | 12,50
UT-M12 | 90251900 | Temperature / Relative Humidity probe, M12 connector | 4 INSTRUMENTATION | 4.8 Handheld measuring systems | 128,00
V
VISUAL11E | 85312040 | HMI 9.7" XGA TFT Display, 2xETH, 4GB Flash, UL | 1 AUTOMATION | 1.5 HMI Operator Panels | 1.318,00
VISUAL12E | 85312040 | HMI 15" WVA Display, 2xETH, 4GB Flash, UL | 1 AUTOMATION | 1.5 HMI Operator Panels | 2.106,00
VISUAL1E | 85312040 | HMI 4.3" TFT Display, 1xETH, 256MB Flash | 1 AUTOMATION | 1.5 HMI Operator Panels | 357,00
VISUAL2E | 85312040 | HMI 7" TFT Display, 1xETH, 256MB Flash | 1 AUTOMATION | 1.5 HMI Operator Panels | 419,00
VISUAL3 | 85312040 | HMI 4.3" TFT Display, 1xETH, 128MB Flash, UL | 1 AUTOMATION | 1.5 HMI Operator Panels | 449,00
VISUAL3E | 85312040 | HMI 4.3" TFT Display, 2xETH, 4GB Flash | 1 AUTOMATION | 1.5 HMI Operator Panels | 419,00
VISUAL3-FLOW | 85312040 | HMI 4.3" TFT, 1xETH, 256MB Flash, UL (ver. Z-FLOWCOMPUTER) | 1 AUTOMATION | 1.5 HMI Operator Panels | 545,00
VISUAL4 | 85312040 | HMI 7" TFT Display, 1xETH, 128MB Flash, UL, Atex Zone 2 | 1 AUTOMATION | 1.5 HMI Operator Panels | 619,00
VISUAL4ET | 85312040 | HMI 7" WVA Display, 2xETH, 4GB Flash, UL, -20..+55°C | 1 AUTOMATION | 1.5 HMI Operator Panels | 994,00
VISUAL5-PC | 85312040 | HMI 7” TFT Display, 1xETH, 4GB Flash (ver. S6001-PC) | 1 AUTOMATION | 1.5 HMI Operator Panels | 810,00
VISUAL5-WB | 85312040 | HMI 7” TFT Display, 1xETH, 4GB Flash | 1 AUTOMATION | 1.5 HMI Operator Panels | 810,00
VISUAL6E | 90268020 | HMI 7” TFT Display, 2xETH, 4GB Flash, UL | 1 AUTOMATION | 1.5 HMI Operator Panels | 605,00
VISUAL7N | 85312040 | HMI 10.1" WVA Display, 1xETH, 256MB Flash | 1 AUTOMATION | 1.5 HMI Operator Panels | 608,00
VISUAL8E | 85312040 | HMI 10.1" TFT Display, 2xETH, 4GB Flash, UL | 1 AUTOMATION | 1.5 HMI Operator Panels | 854,00
VISUAL9E | 85312040 | HMI 10.1" TFT Display, 2xETH, 128MB Flash | 1 AUTOMATION | 1.5 HMI Operator Panels | 1.013,00
VISUALEA | 85312040 | VISUAL HMI Series remote access card | 1 AUTOMATION | 1.5 HMI Operator Panels | 133,00
VISUALTV | 85312040 | TV interface | 1 AUTOMATION | 1.5 HMI Operator Panels | 805,00
VISUALWIFI | 85312040 | WiFi Expansion Module | 1 AUTOMATION | 1.5 HMI Operator Panels | 125,00
VPN-BOX-1-VM | 84714100 | Virtual Machine VPN-BOX-1 | 2 COMMUNICATION | 2.6 Edge / VPN / IIoT Connectivity | 420,00
VPN-BOX-2 | 84714100 | VPN Server for low latency Poin-To-Point / Single LAN | 2 COMMUNICATION | 2.6 Edge / VPN / IIoT Connectivity | 950,00 | X
VPN-BOX-2-D | 84714100 | Testing service on VPN-BOX-2 Point-to-Point valid for 30 day | 2 COMMUNICATION | 2.6 Edge / VPN / IIoT Connectivity | -
VPN-BOX-2-VM | 84714100 | VPN-BOX-2 Virtual Machine | 2 COMMUNICATION | 2.6 Edge / VPN / IIoT Connectivity | 450,00 | X
VPN-BOX-2-VM-D | 84714100 | DEMO - VM VPN for simulteneous connections and low latency m | 2 COMMUNICATION | 2.6 Edge / VPN / IIoT Connectivity | -
VPN-CC-2 | 85238090 | VPN Client Communicator, remote access software V | 2 COMMUNICATION | 2.6 Edge / VPN / IIoT Connectivity | -
W
WEB FACTORY | 85235110 | HMI / Web Edtor integrato in Z-NET4 | 1 AUTOMATION | 1.7.1 System Software | -
Z
Z102 | 85437090 | Potentiometer to DC Current/Voltage isolator/converter | 4 INSTRUMENTATION | 4.1 Multistandard converters - Z Line | 115,00
Z104 | 85437090 | DC V/I to frequency isolator / converter | 4 INSTRUMENTATION | 4.1 Multistandard converters - Z Line | 130,00
Z107 | 85437090 | DIN rail RS232 - RS485/422 serial converter | 2 COMMUNICATION | 2.8 Serial / USB Interfaces | 108,00
Z109PT2-1 | 85437090 | RTD to DC V/I isolator converter, prog. via MicroUSB/App | 4 INSTRUMENTATION | 4.1 Multistandard converters - Z Line | 140,00
Z109REG | 85437090 | Analog universal converter with galvanic isolation | 4 INSTRUMENTATION | 4.1 Multistandard converters - Z Line | 160,00
Z109REG2-1 | 85437090 | High perf.universal converter, prog. via MicroUSB/App | 4 INSTRUMENTATION | 4.1 Multistandard converters - Z Line | 160,00
Z109REG2-H | 85437090 | High performance universal converter, 85-265 Vac/dc | 4 INSTRUMENTATION | 4.1 Multistandard converters - Z Line | 160,00
Z109REG-BP | 85437090 | Universal converter with bipolar mA / V output | 4 INSTRUMENTATION | 4.1 Multistandard converters - Z Line | 176,00
Z109S | 85437090 | DC current isolator for 0/4..20mA loops | 4 INSTRUMENTATION | 4.1 Multistandard converters - Z Line | 82,00
Z109S-DI | 85437090 | DC wide range current isolator for 0/4..20mA loop | 4 INSTRUMENTATION | 4.1 Multistandard converters - Z Line | 99,00
Z109S-H | 85437090 | 4..20 mA current loop galvanic isolator, 90..260 Vac power s | 4 INSTRUMENTATION | 4.1 Multistandard converters - Z Line | 92,00
Z109TC2-1 | 85437090 | TC to DC isolator / converter, prog. via MicroUSB/App | 4 INSTRUMENTATION | 4.1 Multistandard converters - Z Line | 140,00
Z109UI2-1 | 85437090 | DC current / voltage converter, prog. via Micro USB/App | 4 INSTRUMENTATION | 4.1 Multistandard converters - Z Line | 140,00
Z-10-D-IN | 85389091 | 10-CH Digital Input module / RS485 ModBUS RTU | 1 AUTOMATION | 1.1.1 ModBUS RTU IO Modules - Z-PC Line | 120,00
Z-10-D-OUT | 85389091 | 10-CH Digital Output module / RS485 ModBUS TU | 1 AUTOMATION | 1.1.1 ModBUS RTU IO Modules - Z-PC Line | 135,00
Z110D | 85437090 | DC current isolator (self-powered) double channel | 4 INSTRUMENTATION | 4.1 Multistandard converters - Z Line | 113,00
Z110DI | 85437090 | DC Current self-powered dual-channel high voltage isolator | 4 INSTRUMENTATION | 4.1 Multistandard converters - Z Line | 82,00
Z110S | 85437090 | DC current isolator (self-powered) single channel | 4 INSTRUMENTATION | 4.1 Multistandard converters - Z Line | 82,00
Z111 | 85437090 | Frequency to DC isolator / converter | 4 INSTRUMENTATION | 4.1 Multistandard converters - Z Line | 163,00
Z112A | 85437090 | On/Off sensors digital amplifier, single channel | 4 INSTRUMENTATION | 4.1 Multistandard converters - Z Line | 95,00
Z112D | 85437090 | On/Off sensors amplifier, double channel | 4 INSTRUMENTATION | 4.1 Multistandard converters - Z Line | 95,00
Z113-1 | 85437090 | Double threshold with universal analog input | 4 INSTRUMENTATION | 4.1 Multistandard converters - Z Line | 120,00
Z170REG-1 | 85437090 | DC duplicator / isolator prog. Via MicroUSB/App | 4 INSTRUMENTATION | 4.1 Multistandard converters - Z Line | 162,00
Z190 | 85437090 | DC Current/Voltage Adder/subtracter | 4 INSTRUMENTATION | 4.1 Multistandard converters - Z Line | 180,50
Z201 | 85437090 | AC Current to DC I/V Conv.19..40Vdc - 19..28 Vac | 4 INSTRUMENTATION | 4.1 Multistandard converters - Z Line | 100,00
Z201-H | 85437090 | AC Current to DC I/V Isolator/Conv.85..265Vac/dc | 4 INSTRUMENTATION | 4.1 Multistandard converters - Z Line | 116,00
Z202 | 85437090 | AC Voltage(500 A);to DC I/V Conv.19..40 Vdc-19..28 Vac | 4 INSTRUMENTATION | 4.1 Multistandard converters - Z Line | 140,00
Z202-H | 85437090 | AC Voltage(500 A);to DC I/V Isolator/Conv.85..265Vac/dc | 4 INSTRUMENTATION | 4.1 Multistandard converters - Z Line | 150,00
Z202-LP | 85437090 | 500 VAC- 540 VDC to 4..20 mA Converter, loop pow. | 4 INSTRUMENTATION | 4.1 Multistandard converters - Z Line | 107,00
Z203-2 | 85437090 | AC single phase advanced network analyzer, Micro USB port | 4 INSTRUMENTATION | 4.1 Multistandard converters - Z Line | 160,00
Z204-1 | 85437090 | AC/DC high voltage converter, analog out, ModBUS RTU | 4 INSTRUMENTATION | 4.1 Multistandard converters - Z Line | 198,00
Z-3AO | 85389091 | 3-CH analog output module / RS485 ModBUS RTU | 1 AUTOMATION | 1.1.1 ModBUS RTU IO Modules - Z-PC Line | 160,00
Z-4AI | 85389091 | 4-CH analog input module / RS485 ModBUS RTU | 1 AUTOMATION | 1.1.1 ModBUS RTU IO Modules - Z-PC Line | 130,00
Z-4AI-D | 85437090 | 4-CH analog input DC current-voltage A/D converter | 4 INSTRUMENTATION | 4.1 Multistandard converters - Z Line | 130,00
Z-4DI-2AI-2DO | 85389091 | Module with 2 AI, 2 DO, 4 DI, ModBUS RTU | 1 AUTOMATION | 1.1.1 ModBUS RTU IO Modules - Z-PC Line | 280,50
Z-4RTD2 | 85389091 | 4-CH RTD input module, ModBUS RTU 6 ways isolation, @14bit | 1 AUTOMATION | 1.1.1 ModBUS RTU IO Modules - Z-PC Line | 260,00
Z-4RTD2-SI | 85389091 | 4-CH RTD input module / ModBUS RTU, 3 ways isolation, @24bit | 1 AUTOMATION | 1.1.1 ModBUS RTU IO Modules - Z-PC Line | 200,00
Z-4TC | 85389091 | 4-CH thermocouple input module / RS485 ModBUS RTU | 1 AUTOMATION | 1.1.1 ModBUS RTU IO Modules - Z-PC Line | 130,00
Z-4TC-D | 85437090 | 4-CH Thermocouples A/D converter | 4 INSTRUMENTATION | 4.1 Multistandard converters - Z Line | 130,00
Z-5DI-2DO | 85389091 | 5-CH Digital Input - 2-CH Digital Output RS485-ModBUS RTU | 1 AUTOMATION | 1.1.1 ModBUS RTU IO Modules - Z-PC Line | 142,00
Z-8AI | 85389091 | 8-CH analog input module / RS485 ModBUS RTU | 1 AUTOMATION | 1.1.1 ModBUS RTU IO Modules - Z-PC Line | 147,00
Z-8NTC | 85389091 | 8-CH NTC input module / RS485 ModBUS RTU | 1 AUTOMATION | 1.1.1 ModBUS RTU IO Modules - Z-PC Line | 145,00
Z-8R-10A | 85389091 | 8 relay board with 250 Vac - 10 A | 1 AUTOMATION | 1.8 Automation - Accessories | 160,00
Z-8TC-1 | 85389091 | 8-CH thermocouple input module @14 bits, ModBUS | 1 AUTOMATION | 1.1.1 ModBUS RTU IO Modules - Z-PC Line | 290,00
Z-8TC-LAB | 85389091 | 8-CH TC input module @15 bits, ModBUS interchangeable clamps | 1 AUTOMATION | 1.1.1 ModBUS RTU IO Modules - Z-PC Line | 290,00
Z-8TC-SI | 85389091 | 8-CH thermocouple input module @24 bits, ModBUS | 1 AUTOMATION | 1.1.1 ModBUS RTU IO Modules - Z-PC Line | 220,00
Z-8TC-SI-LAB | 85389091 | 8-CH TC input module @24 bits, ModBUS interchangeable clamps | 1 AUTOMATION | 1.1.1 ModBUS RTU IO Modules - Z-PC Line | 220,00
Z-AIR-1 | 85171800 | Radiomodem 868MHz with omnidir. antenna, RED, 5 mt cable | 2 COMMUNICATION | 2.10 Radio Modules | 659,00
Z-AIR-1-10M | 85171800 | Radiomodem 868MHz, omnidir. antenna, RED, 10 mt cable | 2 COMMUNICATION | 2.10 Radio Modules | 679,00
ZC-16DI-8DO | 85389091 | 16 CH DI / 8 CH DO module / CANopen-RS485 ModBUS RTU | 1 AUTOMATION | 1.1.4 CANopen/ModBUS RTU IO Modules-Z-PC Line | 240,00
ZC-24DI | 85389091 | 24-CH digital input CANopen / ModBUS | 1 AUTOMATION | 1.1.4 CANopen/ModBUS RTU IO Modules-Z-PC Line | 230,00
ZC-24DO | 85389091 | 24-CH digital output CANopen / ModBUS | 1 AUTOMATION | 1.1.4 CANopen/ModBUS RTU IO Modules-Z-PC Line | 260,00
ZC-3AO | 85389091 | 3-CH analog output (mA, V) CANopen module | 1 AUTOMATION | 1.1.5 CANopen IO Modules - Z-PC Line | 220,00
ZC-4RTD | 85389091 | 4-CH RTD input CANopen module | 1 AUTOMATION | 1.1.5 CANopen IO Modules - Z-PC Line | 300,00
ZC-8AI | 85389091 | 8-CH analog input (mA, V) CANopen module | 1 AUTOMATION | 1.1.5 CANopen IO Modules - Z-PC Line | 280,00
ZC-8TC | 85389091 | 8-CH Thermocouple (J,K,E,N,S,R,B,T) CANopen module | 1 AUTOMATION | 1.1.5 CANopen IO Modules - Z-PC Line | 320,00
ZC-SG | 85389091 | 1-CH strain gauge CANopen module | 1 AUTOMATION | 1.1.5 CANopen IO Modules - Z-PC Line | 200,00
Z-DAQ-PID | 85389091 | 1 CH AI / RS485 ModBUS RTU with PID regulation | 1 AUTOMATION | 1.1.1 ModBUS RTU IO Modules - Z-PC Line | 170,00
Z-D-IN | 85389091 | 5 CH DI module / RS485 ModBUS RTU | 1 AUTOMATION | 1.1.1 ModBUS RTU IO Modules - Z-PC Line | 100,00
Z-D-IO | 85389091 | 6 CH DI / 2 CH DO module / RS485 ModBUS RTU | 1 AUTOMATION | 1.1.1 ModBUS RTU IO Modules - Z-PC Line | 126,00
Z-D-OUT | 85389091 | 5 CH DO Relay module / RS485 ModBUS RTU | 1 AUTOMATION | 1.1.1 ModBUS RTU IO Modules - Z-PC Line | 135,00
ZE-2AI | 85389091 | Module with 2 analog inp., ModBUS RTU / ModBUS TCP-IP | 1 AUTOMATION | 1.1.3 ModBUS RTU/TCP-IP IO Modules - Z-PC Line | 180,00
ZE-2AI-P | 85389091 | 2-CH Analogue input Profinet IO module | 1 AUTOMATION | 1.1.7 Profinet IO Modules - Z-PC ine | 180,00
ZE-4DI-2AI-2DO | 85389091 | Module with 2 AI, 2 DO, 4 DI, ModBUS RTU / TCP-IP | 1 AUTOMATION | 1.1.3 ModBUS RTU/TCP-IP IO Modules - Z-PC Line | 306,00
ZE-4DI-2AI-2DO-P | 85389091 | 4-CH DI, 2-CH AI, 2-CH DO Profinet module | 1 AUTOMATION | 1.1.7 Profinet IO Modules - Z-PC ine | 306,00
ZE-SG3 | 85389091 | Strain gauge input ModBUS RTU / TCP-IP module | 1 AUTOMATION | 1.1.3 ModBUS RTU/TCP-IP IO Modules - Z-PC Line | 215,00
ZE-SG3-P | 85389091 | Strain gauge input Profinet IO module | 1 AUTOMATION | 1.1.7 Profinet IO Modules - Z-PC ine | 215,00
Z-FLOWCOMPUTER | 90268020 | Universal energy & flow computer with 4,3" HMI | 1 AUTOMATION | 1.3 Process Controllers | 1.100,00
Z-FLOWCOMPUTER-B | 90268020 | Universal energy & flow computer | 1 AUTOMATION | 1.3 Process Controllers | 600,00
Z-GPRS3 | 85176200 | Advanced GSM/GPRS datalogger, built-in IO, voice alarm | 2 COMMUNICATION | 2.2 Smart Dataloggers | 400,00
Z-GPRS3-BTT |  | Battery replacement & front label kit for Z-GPRS3 | 2 COMMUNICATION | 2.2 Smart Dataloggers | 18,00
Z-KEY-0 | 85176200 | ModBUS gateway, 2 serial ports, 1 Ethernet port | 2 COMMUNICATION | 2.5 Industrial Gateways - Networking | 185,00
Z-KEY-2ETH | 85176200 | ModBUS gateway, 2 serial ports, 2 Ethernet ports | 2 COMMUNICATION | 2.5 Industrial Gateways - Networking | 205,00
Z-KEY-2ETH-C | 85176200 | Gateway ModBUS ↔ MQTT (2 porte seriali, 2 porte Eth) | 2 COMMUNICATION | 2.5 Industrial Gateways - Networking | 205,00
Z-KEY-2ETH-E | 85176200 | Ethernet/IP gateway (2 serial ports, 2 Ethernet ports) | 2 COMMUNICATION | 2.5 Industrial Gateways - Networking | 205,00
Z-KEY-2ETH-I | 85176200 | Gateway ModBUS ↔ IEC 61850 (2 Seriali 2 Eth) tecnologia FLEX | 2 COMMUNICATION | 2.5 Industrial Gateways - Networking | 205,00
Z-KEY-2ETH-P | 85176200 | Profinet IO gateway (2 serial ports, 2 Ethernet ports) | 2 COMMUNICATION | 2.5 Industrial Gateways - Networking | 205,00
Z-KEY-2ETH-U | 85176200 | Gateway ModBUS ↔ OPC UA (2 seriali, 2 Eth) tecnologia FLEX | 2 COMMUNICATION | 2.5 Industrial Gateways - Networking | 205,00
Z-KEY-C | 85176200 | Gateway ModBUS ↔ MQTT (2 porta seriali, 1 porta Eth) | 2 COMMUNICATION | 2.5 Industrial Gateways - Networking | 185,00
Z-KEY-E | 85176200 | Ethernet/IP gateway (2 serial ports, 1 Ethernet port) | 2 COMMUNICATION | 2.5 Industrial Gateways - Networking | 185,00
Z-KEY-I | 85176200 | Gateway ModBUS ↔ IEC 61850 (2seriali 1Eth) tecnologia FLEX | 2 COMMUNICATION | 2.5 Industrial Gateways - Networking | 185,00
Z-KEY-MBUS | 85176200 | M-BUS gateway, 1 M-BUS port, 2 serial ports, 2 Eth ports | 2 COMMUNICATION | 2.5 Industrial Gateways - Networking | 280,00
Z-KEY-MBUS-P | 85176200 | Gateway Profinet ↔ M-BUS (1 porta M-BUS, 2 seriali, 2 ETH) | 2 COMMUNICATION | 2.5 Industrial Gateways - Networking | 280,00
Z-KEY-P | 85176200 | Profinet IO gateway (2 serial ports, 1 Ethernet port) | 2 COMMUNICATION | 2.5 Industrial Gateways - Networking | 185,00
Z-KEY-U | 85176200 | Gateway ModBUS ↔ OPC UA (2seriali - 1Eth) tecnologia FLEX | 2 COMMUNICATION | 2.5 Industrial Gateways - Networking | 185,00
Z-LINK1-LO | 85171800 | 869 MHz radiomodem, RS232/RS485 interface, LoRa technology | 2 COMMUNICATION | 2.10 Radio Modules | 280,00
Z-LINK2-LO | 85171800 | LoRa wireless gateway / repeater | 2 COMMUNICATION | 2.10 Radio Modules | 280,00
Z-LOGGER3 | 85176200 | Advanced datalogger, alarm module, web server, built-in IO | 2 COMMUNICATION | 2.2 Smart Dataloggers | 360,00
Z-LOGGER3-BTT |  | Kit batteria ricambio ed etichetta frontale Z-LOGGER3 | 2 COMMUNICATION | 2.2 Smart Dataloggers | 18,00
Z-LTE-BTT |  | Battery replacement kit for Z-LTE | 2 COMMUNICATION | 2.2 Smart Dataloggers | 18,00
Z-LTE-WW | 85176200 | 4G WW datalogger, built-in I/O, remote control functions | 2 COMMUNICATION | 2.2 Smart Dataloggers | 445,00
Z-MBUS | 85437090 | M-BUS ↔ RS232-RS485 adapter | 2 COMMUNICATION | 2.8 Serial / USB Interfaces | 120,00
Z-NET3 | 90268020 | Configuration system software | 1 AUTOMATION | 1.7.7 Z-NET | -
Z-NET4 | 85235110 | Configuratore sistemi I/O e controller Serie Z-PC | 1 AUTOMATION | 1.7.1 System Software | -
Z-PASS1-RT | 85176200 | IIoT Edge Gateway, built-in I/O | 2 COMMUNICATION | 2.6 Edge / VPN / IIoT Connectivity | 420,00
Z-PASS2-4GWW-UPG | 85176200 | Upgrade and replacement of 3G Modem → 4GLTE/WW | 2 COMMUNICATION | 2.6 Edge / VPN / IIoT Connectivity | 113,00 | X
Z-PASS2-RT-4G | 85176200 | IIoT Edge Gateway / 4G Router, GPS, built-in I/O | 2 COMMUNICATION | 2.6 Edge / VPN / IIoT Connectivity | 645,00
Z-PASS2-RT-4G-E | 85171800 | Edge IIoT Controller 4G, energy protocols, GPS, built-in I/O | 3 ENERGY | 3.8 Energy Controllers | 760,00
Z-PASS2-RT-4G-S | 85371091 | Edge IIoT Controller, 4G, GPS, built-in I/O | 2 COMMUNICATION | 2.3 IEC 61131 RTUs | 760,00
Z-PASS2-S4GWWUPG | 85371091 | Sostituzione Modem 3G → 4GLTE/WW c/o laboratorio (Z-PASS2-S) | 2 COMMUNICATION | 2.3 IEC 61131 RTUs | 113,00
Z-PASS2SE4GEUUPG | 85371091 | Sosti. modem 3G → 4GLTE/EMEA c/o laboratorio (Z-PASS2-S-E) | 2 COMMUNICATION | 2.3 IEC 61131 RTUs | 113,00
Z-PASS2SE4GWWUPG | 85371091 | Sost. Modem 3G → 4GLTE/WW c/o laboratorio (Z-PASS2-S-E) | 2 COMMUNICATION | 2.3 IEC 61131 RTUs | 113,00
Z-PC-DIN1-35 | 85371098 | DIN rail bus system 1 slot 35 mm | 1 AUTOMATION | 1.8 Automation - Accessories | 21,00
Z-PC-DIN2-17.5 | 85371098 | DIN rail bus system 2 slots 17.5 mm | 1 AUTOMATION | 1.8 Automation - Accessories | 18,00
Z-PC-DIN4-35 | 85371098 | DIN rail bus system 4 slot 35 mm | 1 AUTOMATION | 1.8 Automation - Accessories | 32,00
Z-PC-DIN8-17.5 | 85371098 | DIN rail bus system 8 slot 17.5 mm | 1 AUTOMATION | 1.8 Automation - Accessories | 37,00
Z-PC-DINAL1-35 | 85371098 | DIN rail bus system head terminal + 1 slot 35 mm | 1 AUTOMATION | 1.8 Automation - Accessories | 23,00
Z-PC-DINAL2-17.5 | 85371098 | DIN rail bus system head terminal + 1 slot 17.5 mm | 1 AUTOMATION | 1.8 Automation - Accessories | 26,00
Z-PC-DINAL2-52.5 | 85371098 | DIN rail bus system head terminal + 1 slot 52.5 mm | 1 AUTOMATION | 1.8 Automation - Accessories | 31,00
Z-SG | 85389091 | Strain gauge module / Analogue out + ModBUS RTU | 1 AUTOMATION | 1.1.1 ModBUS RTU IO Modules - Z-PC Line | 170,00
Z-SG2 | 85389091 | ModBUS RTU advanced strain gauge converter | 1 AUTOMATION | 1.1.1 ModBUS RTU IO Modules - Z-PC Line | 170,00
Z-SG3 | 85389091 | Advanced strain gauge input module / RS485 ModBUS RTU | 1 AUTOMATION | 1.1.1 ModBUS RTU IO Modules - Z-PC Line | 190,00
Z-SG3-P | 85389091 | Modulo avanzato convertitore strain gauge / Profinet | 1 AUTOMATION | 1.1.1 ModBUS RTU IO Modules - Z-PC Line | 190,00
Z-SUPPLY | 85044095 | Single-phase switching power supply 24V @ 1.5A | 1 AUTOMATION | 1.8 Automation - Accessories | 109,00
Z-TWS11 | 84714100 | IEC 61131 multifunction controller, built-in IO, Straton | 1 AUTOMATION | 1.2 Multifunction Controllers IEC 61131 | 350,00
Z-TWS4-RT-E | 84714100 | IEC 61131 IIoT Edge controller, built-in I/O, energy prot. | 3 ENERGY | 3.8 Energy Controllers | 563,00
Z-TWS4-RT-S | 84714100 | IEC 61131 IIoT Edge controller, built-in I/O, wb Straton | 1 AUTOMATION | 1.2 Multifunction Controllers IEC 61131 | 563,00