## Cover
Price List
SENECA Automation Products
Prices expressed in euros, excluding 22% VAT
The prices in this price list are applied to standard offers as an exception to other sales systems (eCommerce, Metel, promotional campaigns and other online platforms)
Last Revision: 10.12.2025
Valididity from: 16.01.2026
General terms of sales: https://www.seneca.it/media/6848207/cdv-2019-eng.pdf

## A..Z
Codice | Voce Doganale (NC / HS) | Descrizione EN | PRODUCT LINE | CATEGORY | Prezzo 2026 | Prezzo Netto
A
A-169DV12 | 85291069 | 169MHz antenna, dip. vertical lambda/2, BNC M, 5 mt cable | 2. COMMUNICATION | 2.10 Radio modules | 174
A-169DV12-10 | 85291069 | 169MHz antenna, dip. vertical lambda/2, BNC M, 10 mt cable | 2. COMMUNICATION | 2.10 Radio modules | 307
A-169DV12-5 | 85291069 | 169MHz vertical dipole antenna lambda/5mt cable+BNC+stem | 2. COMMUNICATION | 2.10 Radio modules | 243
A-169DV14 | 85291069 | 169MHz antenna, stylus vert.lambda/4, BNC M, L=450mm | 2. COMMUNICATION | 2.10 Radio modules | 46
A-169DV16 | 85291069 | 169MHz antenna, ¼ lambda, length 45 cm, + BNC M | 2. COMMUNICATION | 2.10 Radio modules | 45
A-169YAGI | 85291069 | 169MHz antenna, 3-element Yagi, BNC M, 10 m cable | 2. COMMUNICATION | 2.10 Radio modules | 352
A-DIN-T201 | 85389099 | Plastic DIN rail mount for T201 Series | 3. ENERGY | 3.6 Current Transducers - T201 Series | 5
A-GPS | 85291069 | External GPS antenna with MMCX magnetic base, 3 mt cable | 2. COMMUNICATION | 2.11 Optional Antennas | 33
A-GPS-SMA | 85291069 | GPS antenna with SMA mount | 2. COMMUNICATION | 2.11 Optional Antennas | 18
A-GSM | 85291069 | External GSM dual band swing antenna 3.2 m cable | 2. COMMUNICATION | 2.11 Optional Antennas | 20
A-GSM-DIR-5M | 85291069 | GSM-DECT-UMTS triband directional antenna SMA-M,cable 5 mt | 2. COMMUNICATION | 2.11 Optional Antennas | 170
A-GSM-MG | 85291069 | External magnetic dual band antenna SMA cable 2,5 mt | 2. COMMUNICATION | 2.11 Optional Antennas | 20
A-GSM-OMNIDIR | 85291069 | Omnidir antenna. GSM-UMTS-WIFI, 5.1 dB, SMA-M cable 5 mt | 2. COMMUNICATION | 2.11 Optional Antennas | 152
A-GSM-OMNIDIR-10 | 85291069 | Omnidir antenna GSM-UMTS-WIFI, 5.1 dB, SMA-M cable 10 mt | 2. COMMUNICATION | 2.11 Optional Antennas | 182
A-GSM-OMNIDIR-12 | 85291065 | Omnidir antenna WI FI- LTE 5.1dB 12mt cable SMA M | 2. COMMUNICATION | 2.11 Optional Antennas | 215
A-GSM-QUAD-N | 85291069 | External omnidir antenna 4G/WI-FI, FME, 5 mt cable | 2. COMMUNICATION | 2.11 Optional Antennas | 32
ALIM-MY2 | 85044095 | 230 V / 12 V power supply for MYALARM2 and R-KEY-LT | 2. COMMUNICATION | 2.1 Remote Alarm Units | 10
ALIM-USB-1A | 85044095 | 5V 1A stabilized power supply with USB-A port | 3. ENERGY | 3.9 Electrical components | 16
ANT-WIFI-MP | 85291069 | Antenna WiFi 2.4/5 GHz “Blade”, nera, connettore SMA maschio | 2. COMMUNICATION | 2.11 Optional Antennas | 15.5
A-LTE-MG | 85291065 | Magnetic antenna LTE/4G cable 3mt SMA M | 2. COMMUNICATION | 2.11 Optional Antennas | 12
A-MB-MG | 85291065 | Magnetic multiband antenna 3mt cable SMA M 2.2dbi | 2. COMMUNICATION | 2.11 Optional Antennas | 8
A-SCR-90 | 85291069 | Antenna/spare part with 90° screw mount SMA connector | 2. COMMUNICATION | 2.11 Optional Antennas | 8
B
B-ALARM | 85176200 | Remote alarm unit 1DI / 1DO, basic functions | 2. COMMUNICATION | 2.1 Remote Alarm Units | 185
BATT-2S | 85076000 | Dual lithium battery pack. 3 cells 11.1 V - 14.5 Ah | 2. COMMUNICATION | 2.4 Low Power RTUs | 120 | X
BATT-GP80 | 85076000 | Replacement battery pack for B-ALARM | 2. COMMUNICATION | 2.1 Remote Alarm Units | 12.5
BATT-MY2 | 85076000 | Lithium battery pack 3.7V - 1,200mAh for MYALARM2 | 2. COMMUNICATION | 2.1 Remote Alarm Units | 13
BATT-S | 85076000 | Single battery pack lithium, 3 cells 11.1 V - 14.5 Ah | 2. COMMUNICATION | 2.4 Low Power RTUs | 75 | X
BOX-RTU-IP65 | 85389000 | IP65 box with battery installation support | 2. COMMUNICATION | 2.4 Low Power RTUs | 61 | X
C
CE-RJ45-RJ45-C | 85444290 | Cross-over Ethernet cable (RJ45 / RJ45) 1.5 MT | 2. COMMUNICATION | 2.12 Cables | 14
CE-RJ45-RJ45-R | 85444290 | Straight Ethernet cable (RJ45 / RJ45) 1.5 MT | 2. COMMUNICATION | 2.12 Cables | 7
C-PLUS2 | 84433900 | Panel printer TTL/USB/RS232 4-7.5Vdc for batch controller | 4. INSTRUMENTATION | 4.7 Batch Controllers - S Line | 375
CS-DB9F-CFV10 | 85444290 | RS232 connection cable (DB9F-CFV10) for M-RTU | 2. COMMUNICATION | 2.12 Cables | 18
CS-DB9F-CLAMP | 85444290 | RS485 serial cable (DB9F / terminals) 1.5 MT - VISUAL/Z-FLOW | 2. COMMUNICATION | 2.12 Cables | 18
CS-DB9F-DB25M | 85444290 | S21N serial connection cable - FH190-24 impact printer | 2. COMMUNICATION | 2.12 Cables | 18
CS-DB9F-DB9F | 85444290 | RS232 serial cable (DB9F / DB9F) | 2. COMMUNICATION | 2.12 Cables | 33
CS-DB9F-TIP | 85444290 | K107B RS232 communication cable (DB9F - ferrules) | 2. COMMUNICATION | 2.12 Cables | 18
CS-DB9F-TIP-V | 85444290 | RS485 serial cable (DB9F / ferrules) 1.5 MT - VISUAL1/2/3 | 2. COMMUNICATION | 2.12 Cables | 18
CS-DB9M-DB9F | 85444290 | RS232 straight serial cable for prog. (DB9M / DB9F) | 2. COMMUNICATION | 2.12 Cables | 18
CS-DB9M-DB9F-CR | 85444290 | Firmware serial cable 2mt [ DB9M / DB9F) for RTU-LP | 2. COMMUNICATION | 2.12 Cables | 18
CS-DB9M-DB9M | 85444290 | RS232 serial cable (DB9M / DB9M) | 2. COMMUNICATION | 2.12 Cables | 33
CS-DB9M-MEF-1012 | 85444290 | Z-KEY serial com.cable (DB9M / MEF 10-12) 1.5mt | 2. COMMUNICATION | 2.12 Cables | 25
CS-DB9M-MEF-PH | 85444290 | Serial com.cable (DB9M / MEF PH) 3 wires 1.5 MT | 2. COMMUNICATION | 2.12 Cables | 14
CS-DB9M-TIP | 85444290 | RS485 serial cable for radiomodem (DB9M / Struts) | 2. COMMUNICATION | 2.12 Cables | 18
CS-DB9M-TIP-V | 85444290 | RS485 serial cable (DB9M / test leads) for HMI VISUAL4 | 2. COMMUNICATION | 2.12 Cables | 18
CS-JACK-DB9F | 85444290 | Serial programming cable (Jack / DB9F) | 2. COMMUNICATION | 2.12 Cables | 20
CS-JACK-JACK | 85444290 | Z109REG2 / Test-3 programming cable (Jack / Jack) | 2. COMMUNICATION | 2.12 Cables | 18
CS-RJ10-AMP | 85444290 | RJ10 / AMP MODU II 4 F programming cable | 2. COMMUNICATION | 2.12 Cables | 22
CS-RJ10-DB9F | 85444290 | RS232 Serial Cable (RJ10 / DB9F) | 2. COMMUNICATION | 2.12 Cables | 22
CS-RJ10-DB9M | 85444290 | Modem Serial Cable (RJ10 / DB9M) | 2. COMMUNICATION | 2.12 Cables | 22
CS-TIP-MEF-PH | 85444290 | Serial com. cable (Tips / 4 way connector) | 2. COMMUNICATION | 2.12 Cables | 14
CU-A-MICROB | 85444290 | USB-A Micro USB-B 5P Plug Cable (KIT-USB, MY2, Z109REGBP) | 2. COMMUNICATION | 2.12 Cables | 7
CU-A-MICRO-OTG | 85444290 | Micro USB OTG - USB Type A female adapter cable | 2. COMMUNICATION | 2.12 Cables | 7
CU-A-MINIB-1 | 85444290 | USB-A Mini USB-B 5 P plug cable, 1 mt | 2. COMMUNICATION | 2.12 Cables | 7
CU-A-MINIB-2 | 85444290 | USB-A Mini USB-B 5 P plug cable, 2 mt | 2. COMMUNICATION | 2.12 Cables | 7
D
DR-02 | 85235110 | 2-CH DAQ Software | 1. AUTOMATION | 1.7.2 Data Recorder | -
DR-04 | 85235110 | 4-CH DAQ Software | 1. AUTOMATION | 1.7.2 Data Recorder | 379
DR-04-PLUS | 85235110 | 4-CH Data Recoder+plus package | 1. AUTOMATION | 1.7.2 Data Recorder | 502
DR-08 | 85235110 | 8-CH DAQ Software | 1. AUTOMATION | 1.7.2 Data Recorder | 636
DR-08-PLUS | 85235110 | 8-CH Data Recoder+plus package | 1. AUTOMATION | 1.7.2 Data Recorder | 820
DR-16 | 85235110 | 16-CH DAQ Software | 1. AUTOMATION | 1.7.2 Data Recorder | 738
DR-16-PLUS | 85235110 | 16-CH Data Recoder+plus package | 1. AUTOMATION | 1.7.2 Data Recorder | 958
DR-32 | 85235110 | 32-CH DAQ Software | 1. AUTOMATION | 1.7.2 Data Recorder | 1097
DR-32-PLUS | 85235110 | 32-CH Data Recoder+plus package | 1. AUTOMATION | 1.7.2 Data Recorder | 1322
DR-64 | 85235110 | 64-CH DAQ Software | 1. AUTOMATION | 1.7.2 Data Recorder | 1845
DR-64-PLUS | 85235110 | 64-CH Data Recoder+plus package | 1. AUTOMATION | 1.7.2 Data Recorder | 2101
DR-UN | 85235110 | Unlimited-CH DAQ Software | 1. AUTOMATION | 1.7.2 Data Recorder | 3157
DR-UN-PLUS | 85235110 | Unlimited-CH Data Recoder+plus package | 1. AUTOMATION | 1.7.2 Data Recorder | 3434
DR-UPGRADE | 85238090 | Data Recorder license upgrade service | 1. AUTOMATION | 1.7.2 Data Recorder | N.D. | X
E
EASY-USB | 85437090 | USB to UART TTL converter with programming software | 2. COMMUNICATION | 2.8 Serial / USB interfaces | 76
F
FD01 | 85389091 | Photodetector “pulsecap” pulse counting, max freq 10 Hz | 1. AUTOMATION | 1.8 Automation - Accessories | 34
K
K107A | 85437090 | Isolated RS485/RS485 serial amplifier - 24 Vdc power supply | 4. INSTRUMENTATION | 4.2 Compact converters - K Line | 100
K107B | 85437090 | Isolated RS232/RS485 serial converter 24 Vdc power supply | 4. INSTRUMENTATION | 4.2 Compact converters - K Line | 100
K107USB | 85437090 | USB to RS485 converter | 4. INSTRUMENTATION | 4.2 Compact converters - K Line | 111
K109LV | 85437090 | mV to DC Current/Voltage Isolator/Converter | 4. INSTRUMENTATION | 4.2 Compact converters - K Line | 135
K109PT | 85437090 | PT100 to DC Current/Voltage Isolator/Converter | 4. INSTRUMENTATION | 4.2 Compact converters - K Line | 135
K109PT1000 | 85437090 | PT1000 to DC Current/Voltage Isolator/Converter | 4. INSTRUMENTATION | 4.2 Compact converters - K Line | 145
K109PT-HPC | 85437090 | PT100 to DC Current/Volt. Isol/Conv. High prec. | 4. INSTRUMENTATION | 4.2 Compact converters - K Line | 145
K109S | 85437090 | DC Current/Voltage to DC Current/Voltage Converter | 4. INSTRUMENTATION | 4.2 Compact converters - K Line | 135
K109TC | 85437090 | TC to DC Current/Volt. Isolator/Converter-with alarm | 4. INSTRUMENTATION | 4.2 Compact converters - K Line | 135
K109UI | 85437090 | DC Current/Volt. to DC Current/Volt. Isolator/Converter | 4. INSTRUMENTATION | 4.2 Compact converters - K Line | 135
K111 | 85437090 | Isolated dual output frequency trip amplifier | 4. INSTRUMENTATION | 4.2 Compact converters - K Line | 98
K111-C | 85437090 | Isolated dual output frequency trip amplifier - config. | 4. INSTRUMENTATION | 4.2 Compact converters - K Line | 103
K111D | 85437090 | 2-CH frequency divider-repeater with 2 isolated outputs | 4. INSTRUMENTATION | 4.2 Compact converters - K Line | 102
K111D-C | 85437090 | 2-CH frequency divider-repeater with 2 isolated outputs config. | 4. INSTRUMENTATION | 4.2 Compact converters - K Line | 103
K112 | 85437090 | Universal digital Coupler/Isolator | 4. INSTRUMENTATION | 4.2 Compact converters - K Line | 67
K120RTD | 85437090 | Pt100, Ni100 loop powered converter | 4. INSTRUMENTATION | 4.2 Compact converters - K Line | 75
K120RTD-C | 85437090 | Pt100, Ni100 loop powered converter, config. | 4. INSTRUMENTATION | 4.2 Compact converters - K Line | 87
K121 | 85437090 | Universal isolator converter loop powered | 4. INSTRUMENTATION | 4.2 Compact converters - K Line | 93
K121-C | 85437090 | Universal isolator converter loop powered - config. | 4. INSTRUMENTATION | 4.2 Compact converters - K Line | 107
K-BUS | 85371098 | Expandable power supply connector, black color | 4. INSTRUMENTATION | 4.2 Compact converters - K Line | 11
K-BUS-G | 85371098 | Expandable power supply connector, grey color | 4. INSTRUMENTATION | 4.2 Compact converters - K Line | 11
K-SUPPLY | 85044095 | Redundant power supply module for K-Line modules | 4. INSTRUMENTATION | 4.2 Compact converters - K Line | 60
M
MSC | 90303100 | Multifunction bluetooth calibrator | 4. INSTRUMENTATION | 4.9 Handheld calibrators | 1494
MSC-C | 85437090 | Multifunction calibrator + display | 4. INSTRUMENTATION | 4.9 Handheld calibrators | 16
MSC-D | 90303100 | Multifunction calibrator with LCD display | 4. INSTRUMENTATION | 4.9 Handheld calibrators | 1803
MSC-D-LAT | 85238090 | LAT Accredia calibration certificate – MSC-D | 4. INSTRUMENTATION | 4.9 Handheld calibrators | 590 | X
MSC-D-T | 85238090 | Factory calibration report/service – MSC-D | 4. INSTRUMENTATION | 4.9 Handheld calibrators | 100 | X
MSC-LAT | 85238090 | LAT Accredia calibration certificate – MSC | 4. INSTRUMENTATION | 4.9 Handheld calibrators | 590 | X
MSC-PK | 85389091 | Test lead set for MSC and MSC-D | 4. INSTRUMENTATION | 4.9 Handheld calibrators | 80
MSC-POWER | 85044095 | MSC power supply | 2. COMMUNICATION | 2.1 Remote Alarm Units | 15
MSC-T | 85238090 | MSC calibration report, MCS-D | 4. INSTRUMENTATION | 4.9 Handheld calibrators | 100 | X
MSC-TC-PROBE | 85437090 | K-type test thermocouple for MSC and MSC-D | 4. INSTRUMENTATION | 4.9 Handheld calibrators | 25
MSD | 85235110 | Micro SD memory card with adapter | 1. AUTOMATION | 1.8 Automation - Accessories | 18
MY2B-0-0-M-B | 85176200 | Remote Alarm Unit - basic version, no relay, clamps, blue color | 2. COMMUNICATION | 2.1 Remote Alarm Units | 288
MY2B-0-0-M-B-4X | 85176200 | Remote Alarm Unit - basic, no relay, clamps, blue, IP66 case | 2. COMMUNICATION | 2.1 Remote Alarm Units | 391
MY2B-0-0-M-G | 85176200 | Remote Alarm Unit - basic version, no relay, clamps, grey color | 2. COMMUNICATION | 2.1 Remote Alarm Units | 288
MY2B-0-0-M-G-4X | 85176200 | Remote Alarm Unit - basic, no relay, clamps, grey, IP66 case | 2. COMMUNICATION | 2.1 Remote Alarm Units | 391
MY2BL-0-0-M-B | 85176200 | Remote Alarm Unit - basic, no relay, clamps, grey, IP66 case | 2. COMMUNICATION | 2.1 Remote Alarm Units | 300
MY2BL-0-0-M-B-4X | 85176200 | Remote Alarm Unit 4G/LTE, basic, blue, IP66 | 2. COMMUNICATION | 2.1 Remote Alarm Units | 400
MY2BL-0-0-M-G | 85176200 | Remote Alarm Unit 4G/LTE, basic, grey | 2. COMMUNICATION | 2.1 Remote Alarm Units | 300
MY2BL-0-0-M-G-4X | 85176200 | Remote Alarm Unit 4G/LTE, basic, grey, IP66 | 2. COMMUNICATION | 2.1 Remote Alarm Units | 400
MY2BL-R-0-M-B | 85176200 | Remote Alarm Unit 4G/LTE, basic, relay, blue | 2. COMMUNICATION | 2.1 Remote Alarm Units | 320
MY2BL-R-0-M-B-4X | 85176200 | Remote Alarm Unit 4G/LTE, basic, relay, blue, IP66 | 2. COMMUNICATION | 2.1 Remote Alarm Units | 420
MY2BL-R-0-M-G | 85176200 | Remote Alarm Unit 4G/LTE, basic, relay, grey | 2. COMMUNICATION | 2.1 Remote Alarm Units | 320
MY2BL-R-0-M-G-4X | 85176200 | Remote Alarm Unit 4G/LTE, basic, relay, grey, IP66 | 2. COMMUNICATION | 2.1 Remote Alarm Units | 420
MY2B-R-0-M-B | 85176200 | Remote Alarm Unit - basic version, relay, clamps, blue color | 2. COMMUNICATION | 2.1 Remote Alarm Units | 300
MY2B-R-0-M-B-4X | 85176200 | Remote Alarm Unit - basic, relay, clamps, blue, IP66 case | 2. COMMUNICATION | 2.1 Remote Alarm Units | 400
MY2B-R-0-M-G | 85176200 | Remote Alarm Unit - basic version, relay, clamps, grey color | 2. COMMUNICATION | 2.1 Remote Alarm Units | 309
MY2B-R-0-M-G-4X | 85176200 | Remote Alarm Unit - basic, relay, clamps, grey, IP66 case | 2. COMMUNICATION | 2.1 Remote Alarm Units | 412
MY2CEI-016-0-220 | 85176200 | 2G Remote Discharge Unit built-in antenna, 220 Vac - 12 Vdc | 3. ENERGY | 3.8 Energy Controllers | 229 | X
MY2CEI-016-0-24 | 85176200 | 2G Remote Discharge Unit, built-in antenna, 24 Vac - 12 Vdc | 3. ENERGY | 3.8 Energy Controllers | 237 | X
MY2CEI-016-A-220 | 85176200 | 2G Remote Discharge Unit, A-GSM, 220 Vac - 12 Vdc | 3. ENERGY | 3.8 Energy Controllers | 237 | X
MY2CEI-016-A-24 | 85176200 | 2G Remote Discharge Unit, A-GSM, 24 Vac - 12 Vdc | 3. ENERGY | 3.8 Energy Controllers | 245 | X
MY2CEI-4G-0-220 | 85176200 | 4G Remote Discharge Unit, built-in antenna, 220 Vac - 12 Vdc | 3. ENERGY | 3.8 Energy Controllers | 244 | X
MY2CEI-4G-0-24 | 85176200 | 4G Remote Discharge Unit, built-in antenna, 24 Vac - 12 Vdc | 3. ENERGY | 3.8 Energy Controllers | 252 | X
MY2CEI-4G-A-220 | 85176200 | 4G Remote Discharge Unit, A-GSM, 220 Vac - 12 Vdc | 3. ENERGY | 3.8 Energy Controllers | 251 | X
MY2CEI-4G-A-24 | 85176200 | 4G Remote Discharge Unit, A-GSM, 24 Vac - 12 Vdc | 3. ENERGY | 3.8 Energy Controllers | 260 | X
MY2-CONV24-12 | 90268020 | DC DC converter 24 -> 12 V for MY2, MY3, MYCEI, MYSEAL | 2. COMMUNICATION | 2.1 Remote Alarm Units | 43
MY2G-0-0-M-B | 85176200 | MyALARM2 - gps version, no relay, clamps, blue color | 2. COMMUNICATION | 2.1 Remote Alarm Units | 391
MY2G-0-0-M-B-4X | 85176200 | MyALARM2 - gps, no relay, clamps, blue, IP66 case | 2. COMMUNICATION | 2.1 Remote Alarm Units | 474
MY2G-0-0-M-G | 85176200 | MyALARM2 - gps version, no relay, clamps, grey color | 2. COMMUNICATION | 2.1 Remote Alarm Units | 391
MY2G-0-0-M-G-4X | 85176200 | MyALARM2 - gps, no relay, clamps, grey, IP66 case | 2. COMMUNICATION | 2.1 Remote Alarm Units | 474
MY2GL-0-0-M-B | 85176200 | MyALARM2 - gps version, relay, clamps, blue color | 2. COMMUNICATION | 2.1 Remote Alarm Units | 400
MY2GL-0-0-M-B-4X | 85176200 | MyALARM2 -gps, relay, clamps, blue, IP66 case | 2. COMMUNICATION | 2.1 Remote Alarm Units | 480
MY2GL-0-0-M-G | 85176200 | MyALARM2 - gps version, relay, clamps, grey color | 2. COMMUNICATION | 2.1 Remote Alarm Units | 400
MY2GL-0-0-M-G-4X | 85176200 | MyALARM2 - gps, relay, clamps, grey, IP66 case | 2. COMMUNICATION | 2.1 Remote Alarm Units | 480
MY2GL-R-0-M-B | 85176200 | Remote alarm unit, GPS, 4G/LTE, clamps, blue case | 2. COMMUNICATION | 2.1 Remote Alarm Units | 430
MY2GL-R-0-M-B-4X | 85176200 | Remote alarm unit, GPS, 4G/LTE, clamps, IP66 blue case | 2. COMMUNICATION | 2.1 Remote Alarm Units | 520
MY2GL-R-0-M-G | 85176200 | Remote alarm unit, GPS, 4G/LTE, clamps, gray case | 2. COMMUNICATION | 2.1 Remote Alarm Units | 430
MY2GL-R-0-M-G-4X | 85176200 | Remote alarm unit, GPS, 4G/LTE, clamps, IP66 gray case | 2. COMMUNICATION | 2.1 Remote Alarm Units | 520
MY2G-R-0-M-B | 85176200 | Remote alarm unit, GPS, 4G/LTE, relays, clamps, blue case | 2. COMMUNICATION | 2.1 Remote Alarm Units | 422
MY2G-R-0-M-B-4X | 85176200 | Remote alarm unit, GPS, 4G/LTE, relays. clamps, IP66 blue case | 2. COMMUNICATION | 2.1 Remote Alarm Units | 515
MY2G-R-0-M-G | 85176200 | Remote alarm unit, GPS, 4G/LTE, relays. clamps, gray case | 2. COMMUNICATION | 2.1 Remote Alarm Units | 422
MY2G-R-0-M-G-4X | 85176200 | Remote alarm unit, GPS, 4G/LTE, relays. clamps, IP66 gray case | 2. COMMUNICATION | 2.1 Remote Alarm Units | 515
MY2-KITIP66 | 85369095 | IP66 ABS kit enclosure for field application | 2. COMMUNICATION | 2.1 Remote Alarm Units | 70
MY2S-0-0-M-B | 85176200 | Remote alarm unit- security, no relay, clamps, blue color | 2. COMMUNICATION | 2.1 Remote Alarm Units | 314
MY2S-0-0-M-B-4X | 85176200 | Remote alarm unit - security, no relay, clamps, blue, IP66 case | 2. COMMUNICATION | 2.1 Remote Alarm Units | 402
MY2S-0-0-M-G | 85176200 | Remote alarm unit - security, no relay, clamps, grey color | 2. COMMUNICATION | 2.1 Remote Alarm Units | 314
MY2S-0-0-M-G-4X | 85176200 | Remote alarm unit - security, no relay, clamps, grey, IP66 case | 2. COMMUNICATION | 2.1 Remote Alarm Units | 402
MY2SL-0-0-M-B | 85176200 | Remote alarm unit - security, relay, clamps, blue color | 2. COMMUNICATION | 2.1 Remote Alarm Units | 325
MY2SL-0-0-M-B-4X | 85176200 | Remote alarm unit -security, relay, clamps, blue, IP66 case | 2. COMMUNICATION | 2.1 Remote Alarm Units | 410
MY2SL-0-0-M-G | 85176200 | Remote alarm unit - security, relay, clamps, grey color | 2. COMMUNICATION | 2.1 Remote Alarm Units | 325
MY2SL-0-0-M-G-4X | 85176200 | Remote alarm unit - security, relay, clamps, grey, IP66 case | 2. COMMUNICATION | 2.1 Remote Alarm Units | 410
MY2SL-R-0-M-B | 85176200 | Remote alarm unit,security audio, 4G/LTE, clamps, blue case | 2. COMMUNICATION | 2.1 Remote Alarm Units | 360
MY2SL-R-0-M-B-4X | 85176200 | Remote alarm unit,security audio, 4G/LTE, clamps, IP66 blue case | 2. COMMUNICATION | 2.1 Remote Alarm Units | 450
MY2SL-R-0-M-G | 85176200 | Remote alarm unit,security audio,4G/LTE, clamps, gray case | 2. COMMUNICATION | 2.1 Remote Alarm Units | 360
MY2SL-R-0-M-G-4X | 85176200 | Remote alarm unit,security audio, 4G/LTE, clamps, IP66 gray case | 2. COMMUNICATION | 2.1 Remote Alarm Units | 450
MY2S-R-0-M-B | 85176200 | Remote alarm unit,security audio,4G/LTE, relays, clamps,blue case | 2. COMMUNICATION | 2.1 Remote Alarm Units | 350
MY2S-R-0-M-B-4X | 85176200 | Remote alarm unit,security audio, 4G/LTE, relays, clamps, IP66 blue case | 2. COMMUNICATION | 2.1 Remote Alarm Units | 443
MY2S-R-0-M-G | 85176200 | Remote alarm unit,security audio,4G/LTE, relays, clamps, gray case | 2. COMMUNICATION | 2.1 Remote Alarm Units | 350
MY2S-R-0-M-G-4X | 85176200 | Remote alarm unit,security audio, 4G/LTE, relays, terminals, IP66 gray case | 2. COMMUNICATION | 2.1 Remote Alarm Units | 443
MY3C-1Y | 85238090 | 12-month MyAlarm3 Cloud Service Renewal | 2. COMMUNICATION | 2.1 Remote Alarm Units | 24 | X
MY3CLOUD-R-0-0-G | 85176200 | Remote Alarm Unit, Cloud support, relay, grey color | 2. COMMUNICATION | 2.1 Remote Alarm Units | 370
MY3CLOUD-R-0-G-G | 85176200 | Remote Alarm Unit, Cloud support, relay, GPS, gray color | 2. COMMUNICATION | 2.1 Remote Alarm Units | 420
MY3CL-R-0-0-G | 85176200 | Remote Alarm Unit,Cloud support, Wi-Fi, relay, gray color | 2. COMMUNICATION | 2.1 Remote Alarm Units | 402
MY3CL-R-0-G-G | 85176200 | Unità di teleallarme 4G/LTE cloud based, relé, GPS, grigio | 2. COMMUNICATION | 2.1 Remote Alarm Units | 453
MY3W-AIR-R-0-G | 85176200 | Unità di teleallarme supporto Cloud, relè, Wi-Fi, grigio | 2. COMMUNICATION | 2.1 Remote Alarm Units | 230
MYBOAT-1Y | - | Marine 24 V remote monitoring system, 11 functions, 6 sensors | 5. NAUTICAL | 5.1 Boat monitoring | 25
MY-PT-150-3 | 90251900 | PT100 handheld transmitter with PT-150-3-M12 probe | 4. INSTRUMENTATION | 4.8 Handheld measuring systems | 159
MY-PT-150-3R | 90251900 | PT100 handheld transmitter with PT-150-3R-M12 probe | 4. INSTRUMENTATION | 4.8 Handheld measuring systems | 169
MY-PT-250-2 | 90251900 | PT100 handheld transmitter with PT-250-2-M12 probe | 4. INSTRUMENTATION | 4.8 Handheld measuring systems | 184.5
MY-PT-KIT | 90251900 | PT100 hand. trans. kit with PT-150-3,PT-250-2, PT-150-3R | 4. INSTRUMENTATION | 4.8 Handheld measuring systems | 306
MY-TC-250-1.5 | 90251900 | TC hand. Trans. with TCK-250-1,5-M12 and TCK-W-1000-M12 | 4. INSTRUMENTATION | 4.8 Handheld measuring systems | 148.5
MY-TC-250-3 | 90251900 | TC hand. trans. with TCK-250-3-M12 and TCK-W-1000-M12 | 4. INSTRUMENTATION | 4.8 Handheld measuring systems | 148.5
MY-TC-AC | 90251900 | TC hand. Trans. with TCK-AC-M12 and TCK-W-1000-M12 | 4. INSTRUMENTATION | 4.8 Handheld measuring systems | 148.5
MY-TC-KIT | 90251900 | TC hand. Trans. Kit with Seneca handled termocouples | 4. INSTRUMENTATION | 4.8 Handheld measuring systems | 233
MY-UT | 90251900 | Temp./Relat. Humidity hand. Trans. with UT-M12 probe | 4. INSTRUMENTATION | 4.8 Handheld measuring systems | 248.5
N
NTC-150 | 90251900 | External NTC probe 1.5 m for MyALARM Series | 2. COMMUNICATION | 2.1 Remote Alarm Units | 20
P
POZZ-100 | 90259000 | Stainless thermowell att.1/2” GM for PT100 L=100mm | 4. INSTRUMENTATION | 4.4 Temperature sensors and transmitters | 28
POZZ-150 | 90259000 | Stainless thermowell att.1/2” GM for PT100 L=150mm | 4. INSTRUMENTATION | 4.4 Temperature sensors and transmitters | 31
POZZ-200 | 90259000 | Stainless thermowell att.1/2” GM for PT100 L=200mm | 4. INSTRUMENTATION | 4.4 Temperature sensors and transmitters | 31
POZZ-250 | 90259000 | Stainless thermowell att.1/2” GM for PT100 L=250mm | 4. INSTRUMENTATION | 4.4 Temperature sensors and transmitters | 33
POZZ-300 | 90259000 | Stainless thermowell att.1/2” GM for PT100 L=300mm | 4. INSTRUMENTATION | 4.4 Temperature sensors and transmitters | 33
POZZ-50 | 90259000 | Stainless thermowell att.1/2” GM for PT100 L=50mm | 4. INSTRUMENTATION | 4.4 Temperature sensors and transmitters | 28
PT100-100 | 90251900 | Pt100 L=100mm 3 wire watertight head att.1/2” G.M. | 4. INSTRUMENTATION | 4.4 Temperature sensors and transmitters | 106
PT100-100-MA | 90251900 | Pt100 L=100mm 3 wire watertight head att.1/2” G.M. 4-20 mA | 4. INSTRUMENTATION | 4.4 Temperature sensors and transmitters | 158
PT100-150 | 90251900 | Pt100 L=150 mm 3 wires watertight head att.1/2” G.M. | 4. INSTRUMENTATION | 4.4 Temperature sensors and transmitters | 108
PT100-150-MA | 90251900 | Pt100 L=150 mm 3 wires watertight head att.1/2” G.M. 4-20 mA | 4. INSTRUMENTATION | 4.4 Temperature sensors and transmitters | 161
PT100-200 | 90251900 | Pt100 L=200 mm 3 wires watertight head att.1/2” G.M. | 4. INSTRUMENTATION | 4.4 Temperature sensors and transmitters | 113
PT100-200-MA | 90251900 | Pt100 L=200 mm 3 wires watertight head att.1/2” G.M. 4-20 mA | 4. INSTRUMENTATION | 4.4 Temperature sensors and transmitters | 164
PT100-250 | 90251900 | Pt100 L=250 mm 3 wires watertight head att.1/2” G.M. | 4. INSTRUMENTATION | 4.4 Temperature sensors and transmitters | 116
PT100-250-MA | 90251900 | Pt100 L=250 mm 3 wires watertight head att.1/2” G.M. 4-20 mA | 4. INSTRUMENTATION | 4.4 Temperature sensors and transmitters | 168
PT100-300 | 90251900 | Pt100 L=300 mm 3 wires watertight head att.1/2” G.M. | 4. INSTRUMENTATION | 4.4 Temperature sensors and transmitters | 118
PT100-300-MA | 90251900 | Pt100 L=300 mm 3 wires watertight head att.1/2” G.M. 4-20 mA | 4. INSTRUMENTATION | 4.4 Temperature sensors and transmitters | 170
PT100-50 | 90251900 | Pt100 L=50 mm 3 wires watertight head att.1/2” G.M. | 4. INSTRUMENTATION | 4.4 Temperature sensors and transmitters | 103
PT100-50-MA | 90251900 | Pt100 L=50 mm 3 wires watertight head att.1/2” G.M. 4-20 mA | 4. INSTRUMENTATION | 4.4 Temperature sensors and transmitters | 154
PT100-A | 90251900 | Air-ambient thermoresistance IP66 standard | 4. INSTRUMENTATION | 4.4 Temperature sensors and transmitters | 118
PT100-A-MA | 90251900 | Air-ambient thermoresistance IP66 4-20 mA output | 4. INSTRUMENTATION | 4.4 Temperature sensors and transmitters | 170
PT100-SOLAR | 90251900 | PT100 solar with 25x25x3 mm plate, 3 m cable | 4. INSTRUMENTATION | 4.4 Temperature sensors and transmitters | 79
PT100-SOLAR-MA | 90251900 | Photovoltaic module temperature probe, 4-20mA output | 4. INSTRUMENTATION | 4.4 Temperature sensors and transmitters | 130
PT-150-3-M12 | 90251900 | PT100 class B, d=3 mm, L=150 mm, M12 connection | 4. INSTRUMENTATION | 4.8 Handheld measuring systems | 69
PT-150-3R-M12 | 90251900 | PT100 class B, d=3 mm, L= 150 mm, therm. tap. M12 connection | 4. INSTRUMENTATION | 4.8 Handheld measuring systems | 76
PT-250-2-M12 | 90251900 | PT100 class B, d=2 mm, L= 250 mm, M12 connection | 4. INSTRUMENTATION | 4.8 Handheld measuring systems | 88
R
R-16DI-8DO | 85389091 | 16-CH DI / 8-CH DO Relay Modbus RTU/TCP-IP (2 ETH) module | 1. AUTOMATION | 1.1.2 ModBUS RTU / TCP-IP IO Modules - R Line | 371
R-16DI-8DO-P | 85389091 | 16-CH DI / 8-CH DO Relay Profinet (2 ETH) module | 1. AUTOMATION | 1.1.6 Profinet IO Modules - R Line | 371
R-2AI-6DIDO | 85389091 | 2-CH AI, 6-CH DI/DO, ModBUS RTU/TCP-IP module | 1. AUTOMATION | 1.1.2 ModBUS RTU / TCP-IP IO Modules - R Line | 175
R-2AI-6DIDO-P | 85389091 | 2-CH AI, 6-CH DI/DO, Profinet module | 1. AUTOMATION | 1.1.6 Profinet IO Modules - R Line | 175
R203-2-H | 90303900 | Three-phase Power Meter, 2xETH, 90-264 Vac, ModBUS RTU/TCP-IP | 3. ENERGY | 3.1.1 Power Meters - R203/R204 Series | 340
R203-2-H-E | 90303900 | Three-phase Power Meter, 2xETH, 90-264 Vac, Ethernet/IP | 3. ENERGY | 3.1.1 Power Meters - R203/R204 Series | 340
R203-2-H-P | 90303900 | Three-phase Power Meter, 2xETH, 90-264 Vac, Profinet IO | 3. ENERGY | 3.1.1 Power Meters - R203/R204 Series | 340
R203-2-H-U | 90303900 | Three-phase Power Meter, 2xETH, 90-264 Vac, OPC UA Server | 3. ENERGY | 3.1.1 Power Meters - R203/R204 Series | 340
R203-2-L | 90303900 | Three-phase Power Meter, 2xETH, 24 Vdc, ModBUS RTU/TCP-IP | 3. ENERGY | 3.1.1 Power Meters - R203/R204 Series | 355
R203-2-L-E | 90303900 | Three-phase Power Meter, 2xETH, 24 Vdc, Ethernet/IP | 3. ENERGY | 3.1.1 Power Meters - R203/R204 Series | 355
R203-2-L-P | 90303900 | Three-phase Power Meter, 2xETH, 24 Vdc, Profinet IO | 3. ENERGY | 3.1.1 Power Meters - R203/R204 Series | 355
R203-2-L-U | 90303900 | Three-phase Power Meter, 2xETH, 24 Vdc, OPC UA Server | 3. ENERGY | 3.1.1 Power Meters - R203/R204 Series | 355
R203-LAT | 85238090 | LAT Accredia calibration certificate – R203 Series | 3. ENERGY | 3.1.1 Power Meters - R203/R204 Series | 590 | X
R203-T | 85238090 | Factory calibration report/service – R203 Series | 3. ENERGY | 3.1.1 Power Meters - R203/R204 Series | 100 | X
R204-2-L | 90303900 | Three-phase Power Meter, 2xETH, 10-30 Vdc, ModBUS RTU/TCP-IP, UL | 3. ENERGY | 3.1.1 Power Meters - R203/R204 Series | 355
R204-2-L-E | 90303900 | Three-phase Power Meter, 2xETH,10-30 Vdc, Ethernet/IP, UL | 3. ENERGY | 3.1.1 Power Meters - R203/R204 Series | 355
R204-2-L-P | 90303900 | Three-phase Power Meter, 2xETH, 10-30 Vdc, Profinet IO, UL | 3. ENERGY | 3.1.1 Power Meters - R203/R204 Series | 355
R204-2-L-U | 90303900 | Three-phase Power Meter, 2xETH, 10-30 Vdc, OPC UA Server, UL | 3. ENERGY | 3.1.1 Power Meters - R203/R204 Series | 355
R204-LAT | 85238090 | LAT Accredia calibration certificate – R204 Series | 3. ENERGY | 3.1.1 Power Meters - R203/R204 Series | 590 | X
R204-T | 85238090 | Factory calibration report/service – R204 Series | 3. ENERGY | 3.1.1 Power Meters - R203/R204 Series | 100 | X
R-32DIDO-2 | 85389091 | Digital Input/Output Module, 32 Channels, Modbus RTU/TCP-IP - 2 ETH | 1. AUTOMATION | 1.1.2 ModBUS RTU / TCP-IP IO Modules - R Line | 370
R-32DIDO-2-P | 85389091 | Digital Input/Output Module, 32 Channels, Profinet IO (2 ETH) | 1. AUTOMATION | 1.1.6 Profinet IO Modules - R Line | 370
R-4AO-8DIDO-2 | 85389091 | 4-CH Analog Outputs, 8 DI/DO, ModBUS RTU/TCP-IP module | 1. AUTOMATION | 1.1.2 ModBUS RTU / TCP-IP IO Modules - R Line | 299
R-4AO-8DIDO-2-P | 85389091 | 4-CH Analog Outputs 8 DI/DO, Profinet module | 1. AUTOMATION | 1.1.6 Profinet IO Modules - R Line | 299
R-4RTD-8DIDO-2 | 85389091 | 4-CH RTD, 8 DI/DO, ModBUS RTU/TCP-IP module | 1. AUTOMATION | 1.1.2 ModBUS RTU / TCP-IP IO Modules - R Line | 500
R-4RTD-8DIDO-2-P | 85389091 | 4-CH RTD Module, 8 DI/DO, Profinet module | 1. AUTOMATION | 1.1.6 Profinet IO Modules - R Line | 500
R-8AI-8DIDO-2 | 85389091 | 8-CH AI, 8-CH DI/DO, ModBUS RTU/TCP-IP module | 1. AUTOMATION | 1.1.2 ModBUS RTU / TCP-IP IO Modules - R Line | 422
R-8AI-8DIDO-2-P | 85389091 | 8-CH AI, 8-CH DI/DO, Profifnet module | 1. AUTOMATION | 1.1.6 Profinet IO Modules - R Line | 422
R-BT1 | 85076000 | Single Battery Pack | 2. COMMUNICATION | 2.10 Radio modules | 8
R-BT2 | 85076000 | Double Battery Pack 3.6V | 2. COMMUNICATION | 2.10 Radio modules | 20
RC150-025-100-10 | 85437090 | Rogowski coil L=25cm, D.int.8cm, 100mV/1KA-50Hz, 10m Cable | 3. ENERGY | 3.4 Rogowski Sensors - RC150/RC190 | 140
RC150-025-100-3M | 85437090 | Rogowski coil L=25cm, D.int.8cm, 100mV/1KA-50Hz, 3m Cable | 3. ENERGY | 3.4 Rogowski Sensors - RC150/RC190 | 101
RC150-025-100-5M | 85437090 | Rogowski coil L=25cm, D.int.8cm, 100mV/1KA-50Hz, 5m Cable | 3. ENERGY | 3.4 Rogowski Sensors - RC150/RC190 | 110
RC150-035-100-10 | 85437090 | Rogowski coil L=35cm, D.int.11cm, 100mV/1KA-50Hz, 10m Cable | 3. ENERGY | 3.4 Rogowski Sensors - RC150/RC190 | 140
RC150-035-100-3M | 85437090 | Rogowski coil L=35cm, D.int.11cm, 100mV/1KA-50Hz, 3m Cable | 3. ENERGY | 3.4 Rogowski Sensors - RC150/RC190 | 105
RC150-035-100-5M | 85437090 | Rogowski coil L=35cm, D.int.11cm, 100mV/1KA-50Hz, 5m Cable | 3. ENERGY | 3.4 Rogowski Sensors - RC150/RC190 | 113
RC150-040-100-10 | 85437090 | Rogowski coil L=40cm, D.int.12cm, 100mV/1KA-50Hz, 10m Cable | 3. ENERGY | 3.4 Rogowski Sensors - RC150/RC190 | 140
RC150-040-100-3M | 85437090 | Rogowski coil L=40cm, D.int.12cm, 100mV/1KA-50Hz, 3m Cable | 3. ENERGY | 3.4 Rogowski Sensors - RC150/RC190 | 105
RC150-040-100-5M | 85437090 | Rogowski coil L=40cm, D.int.12cm, 100mV/1KA-50Hz, 5m Cable | 3. ENERGY | 3.4 Rogowski Sensors - RC150/RC190 | 115
RC150-060-100-10 | 85437090 | Rogowski coil L=60cm, D.int.19cm, 100mV/1KA-50Hz, 10m Cable | 3. ENERGY | 3.4 Rogowski Sensors - RC150/RC190 | 158
RC150-060-100-3M | 85437090 | Rogowski coil L=60cm, D.int.19cm, 100mV/1KA-50Hz, 3m Cable | 3. ENERGY | 3.4 Rogowski Sensors - RC150/RC190 | 110
RC150-060-100-5M | 85437090 | Rogowski coil L=60cm, D.int.19cm, 100mV/1KA-50Hz, 5m Cable | 3. ENERGY | 3.4 Rogowski Sensors - RC150/RC190 | 123
RC150-090-100-10 | 85437090 | Rogowski coil L=90cm, D.int.28cm, 100mV/1KA-50Hz, 10m Cable | 3. ENERGY | 3.4 Rogowski Sensors - RC150/RC190 | 203
RC150-090-100-3M | 85437090 | Rogowski coil L=90cm, D.int.28cm, 100mV/1KA-50Hz, 3m Cable | 3. ENERGY | 3.4 Rogowski Sensors - RC150/RC190 | 156
RC150-090-100-5M | 85437090 | Rogowski coil L=90cm, D.int.28cm, 100mV/1KA-50Hz, 5m Cable | 3. ENERGY | 3.4 Rogowski Sensors - RC150/RC190 | 168
RC150-120-100-3M | 85437090 | Rogowski coil L=120cm, D.int.38cm, 100mV/1KA-50Hz, 3m Cable | 3. ENERGY | 3.4 Rogowski Sensors - RC150/RC190 | 253
RC150-120-100-5M | 85437090 | Rogowski coil L=120cm, D.int.38cm, 100mV/1KA-50Hz, 5m Cable | 3. ENERGY | 3.4 Rogowski Sensors - RC150/RC190 | 260
RC150-180-100-3M | 85437090 | Rogowski coil L=180cm, D.int.57cm, 100mV/1KA-50Hz, 3m Cable | 3. ENERGY | 3.4 Rogowski Sensors - RC150/RC190 | 408
RC190-030-333-3M | 85437090 | Rogowski coil L=30cm, D.int.6cm, 333mV/1KA-50Hz, 3m Cable | 3. ENERGY | 3.4 Rogowski Sensors - RC150/RC190 | 127
RC190-030-333-5M | 85437090 | Rogowski coil L=30cm, D.int.6cm, 333mV/1KA-50Hz, 5m Cable | 3. ENERGY | 3.4 Rogowski Sensors - RC150/RC190 | 137
RC190-035-333-3M | 85437090 | Rogowski coil L=35cm, D.int.7cm, 333mV/1KA-50Hz, 3m Cable | 3. ENERGY | 3.4 Rogowski Sensors - RC150/RC190 | 131
RC190-060-333-3M | 85437090 | Rogowski coil L=60cm, Dint.17cm, 333mV/1KA-50Hz, 3m Cable | 3. ENERGY | 3.4 Rogowski Sensors - RC150/RC190 | 137
RC190-090-333-3M | 85437090 | Rogowski coil L=90cm, Dint.26cm, 333mV/1KA-50Hz, 3m Cable | 3. ENERGY | 3.4 Rogowski Sensors - RC150/RC190 | 194
R-COMM-0-4GWW | 85176200 | Communication Module with 4GWW Modem | 2. COMMUNICATION | 2.5 Industrial Gateways - Networking | 216
R-COMM-B-4GWW | 85176200 | Communication Module with Mini UPS and 4GWW Modem | 2. COMMUNICATION | 2.5 Industrial Gateways - Networking | 258
RC-V250-100 | 85437090 | Rogowski coil 100mV/kA - 50/60Hz Ø 65mm | 3. ENERGY | 3.1.2 Power Meters - S203 Series | 63
RC-V400-050 | 85437090 | Rogowski coil 50mV/kA - 50/60Hz, 2m Cable | 3. ENERGY | 3.1.2 Power Meters - S203 Series | 67
RC-V400-100 | 85437090 | Rogowski coil 100mV/kA - 50/60Hz, 2m Cable | 3. ENERGY | 3.1.2 Power Meters - S203 Series | 98
RC-V500-100 | 85437090 | Rogowski coil 100mV/kA - 50/60Hz, 2m Cable | 3. ENERGY | 3.1.2 Power Meters - S203 Series | 80
R-GWR | 85171800 | ModBUS Gateway for Wireless Sensors | 2. COMMUNICATION | 2.10 Radio modules | 309
R-GWR-AF | 85171800 | Flood Sensor Cable | 2. COMMUNICATION | 2.10 Radio modules | 15
R-GWR-IP-1 | 85171800 | Industrial LoRa Sensor with Analog/Digital Input | 2. COMMUNICATION | 2.10 Radio modules | 165
R-GWR-IP-2 | 85171800 | Industrial LoRa Sensor with A/D Input, Double Battery | 2. COMMUNICATION | 2.10 Radio modules | 206
R-GWR-S-1 | 85171800 | Home Automation LoRa Sensor with A/D Input and Flood Detection | 2. COMMUNICATION | 2.10 Radio modules | 185.4
R-KEY-LT | 85176200 | ModBUS Gateway, 1 Serial Port, 1 Ethernet Port | 2. COMMUNICATION | 2.5 Industrial Gateways - Networking | 139
R-KEY-LT-C | 85176200 | ModBUS ↔ MQTT (1 Serial Port, 1 Ethernet Port) gateway | 2. COMMUNICATION | 2.5 Industrial Gateways - Networking | 139
R-KEY-LT-E | 85176200 | ModBUS → Ethernet/IP (1 Serial Port, 1 Ethernet Port) gateway | 2. COMMUNICATION | 2.5 Industrial Gateways - Networking | 139
R-KEY-LT-I | 85176200 | ModBUS ↔ IEC 61850 (1 Serial Port, 1 Ethernet Port) gateway | 2. COMMUNICATION | 2.5 Industrial Gateways - Networking | 139
R-KEY-LT-P | 85176200 | ModBUS ↔ Profinet IO (1 Serial Port, 1 Ethernet Port) gateway | 2. COMMUNICATION | 2.5 Industrial Gateways - Networking | 139
R-KEY-LT-U | 85176200 | ModBUS ↔ OPC UA (1 Serial Port, 1 Ethernet Port) gateway | 2. COMMUNICATION | 2.5 Industrial Gateways - Networking | 139
R-KEY-MBUS | 85176200 | ModBUS ↔ M-BUS (1 M-BUS Port, 1 Serial Port, 1 Ethernet Port) gateway | 2. COMMUNICATION | 2.5 Industrial Gateways - Networking | 227
RM169-1 | 85171800 | 169MHZ Radiomodem, 1DI, 1DO, RS485, BNC F Connector, RED | 2. COMMUNICATION | 2.10 Radio modules | 470
RM169-1-169DV12 | 85171800 | 169MHZ Radiomodem, 1DI, 1DO, RS485, Lambda/2 Dip Antenna, RED | 2. COMMUNICATION | 2.10 Radio modules | 639
RM169-1-169DV14 | 85171800 | 169MHZ Radiomodem, 1DI, 1DO, RS485, Lambda/4 Stick Antenna, RED | 2. COMMUNICATION | 2.10 Radio modules | 509
RM169-1-169YAGI | 85171800 | 169MHZ Radiomodem, 1DI, 1DO, RS485, Yagi 3-Element Dir. Antenna, RED | 2. COMMUNICATION | 2.10 Radio modules | 812
RM169-1-DV12-10 | 85171800 | 169MHZ Radiomodem, 1DI, 1DO, RS485, Dip Antenna 10m Cable, RED | 2. COMMUNICATION | 2.10 Radio modules | 716
R-PASS-0-4-0 | 85176200 | IIoT Edge Gateway with 4 Ethernet Ports | 2. COMMUNICATION | 2.6 Edge / VPN / IIoT Connectivity | 550
R-PASS-0-4-E | 85176200 | IIoT Edge Controller Straton with Energy Protocols and 4 Ethernet Ports | 3. ENERGY | 3.8 Energy Controllers | 670
R-PASS-0-4-S | 85176200 | IIoT Edge Controller Straton with 4 Ethernet Ports | 1. AUTOMATION | 1.2 IEC 61131 Multifunction Controllers | 670
R-PASS-W-4-0 | 85176200 | IIoT Edge Gateway with Wi-Fi and 4 Ethernet Ports | 2. COMMUNICATION | 2.6 Edge / VPN / IIoT Connectivity | 580
R-PASS-W-4-E | 85176200 | IIoT Edge Controller Straton, Wi-Fi, 4 ETH, Energy Protocols | 3. ENERGY | 3.8 Energy Controllers | 700
R-PASS-W-4-S | 84714100 | IIoT Edge Controller Straton with Wi-Fi and 4 Ethernet Ports | 1. AUTOMATION | 1.2 IEC 61131 Multifunction Controllers | 700
R-SG3 | 85389091 | Strain Gauge Modbus TCP-IP / Modbus RTU converter module | 1. AUTOMATION | 1.1.2 ModBUS RTU / TCP-IP IO Modules - R Line | 165
R-SG3-P | 85389091 | Strain Gauge Profinet converter module | 1. AUTOMATION | 1.1.6 Profinet IO Modules - R Line | 165
RTURADIO-169 | 85171800 | 169MHZ Radio RTU, 4DI, 2DO, 1 Counter, 2AO, 2AI, RS485 | 2. COMMUNICATION | 2.10 Radio modules | 966
RTURADIO-169DV12 | 85171800 | 169MHZ Radio RTU, 4DI, 2DO, 1 Counter, 2AO, 2AI, RS485 | 2. COMMUNICATION | 2.10 Radio modules | 1134
RTURADIO-169DV14 | 85171800 | 169MHZ Radio RTU, 4DI, 2DO, 1 Counter, 2AO, 2AI, RS485 | 2. COMMUNICATION | 2.10 Radio modules | 1010
RTURADIO-169YAGI | 85171800 | 169MHZ Radio RTU, 4DI, 2DO, 1 Counter, 2AO, 2AI, RS485 | 2. COMMUNICATION | 2.10 Radio modules | 1307
RTURADIO-DV12-10 | 85171800 | 169MHZ Radio RTU, 4DI, 2DO, 1 Counter, 2AO, 2AI, RS485 | 2. COMMUNICATION | 2.10 Radio modules | 1272
S
S100S-1-ST | 85044095 | Dual power supply for current loop, 115 / 230 Vac | 4. INSTRUMENTATION | 4.3 High-isolation interfaces - S Line | 72
S107P | 85437090 | RS232-RS485/422 serial converter (portable) | 2. COMMUNICATION | 2.8 Serial / USB interfaces | 165
S107USB | 85437090 | Portable USB/RS485 serial converter | 2. COMMUNICATION | 2.8 Serial / USB interfaces | 100
S109REG-1-ST | 85437090 | Isolator converter Pt100 / V-I , 115 / 230 Vac | 4. INSTRUMENTATION | 4.3 High-isolation interfaces - S Line | 196
S109REG-1-X7 | 85437090 | V-I / V-I isolator converter input up to 200 Vdc | 4. INSTRUMENTATION | 4.3 High-isolation interfaces - S Line | 196
S109S-1-ST | 85437090 | Isolator for 4..20 mA loop, 115 / 230 Vac | 4. INSTRUMENTATION | 4.3 High-isolation interfaces - S Line | 102
S112A-1-ST | 85437090 | On-off amplifier, 1 relay outputs, 115/230 Vac | 4. INSTRUMENTATION | 4.3 High-isolation interfaces - S Line | 102
S112M-1-ST | 85437090 | On-off amplifier, 5 relay outputs, 115/230 Vac | 4. INSTRUMENTATION | 4.3 High-isolation interfaces - S Line | 180
S112M-23-ST | 85437090 | Multiple digital contact amplifier, 24 Vac/dc | 4. INSTRUMENTATION | 4.3 High-isolation interfaces - S Line | 180
S117P1 | 85437090 | RS232-TTL-RS485/USB Serial Converter | 2. COMMUNICATION | 2.8 Serial / USB interfaces | 185
S170-1-ST | 85437090 | Signal converter duplicator, alim.115/230 Vac | 4. INSTRUMENTATION | 4.3 High-isolation interfaces - S Line | 201
S201RC-LP | 85437090 | Loop powered current converter for sens. Rogowski | 3. ENERGY | 3.7 Electrical Measurement Converters | 82
S203RC-D | 90303370 | Three-phase network analyzer, 600Vac/1000Arms, Rogowski, LCD | 3. ENERGY | 3.1.2 Power Meters - S203 Series | 247
S203TA-D | 90303370 | Three-phase network analyzer, 600Vac/5Arms, standard TA, LCD | 3. ENERGY | 3.1.2 Power Meters - S203 Series | 247
S20ADP | 85389091 | Input adapter board - standard | 4. INSTRUMENTATION | 4.7 Batch Controllers - S Line | 45
S20ADP-CM | 85389091 | Input adaptor card, modular enclosure | 4. INSTRUMENTATION | 4.7 Batch Controllers - S Line | 54
S20ADP-CM-S | 85389091 | NPN sine pulse square wave adapter card | 1. AUTOMATION | 1.8 Automation - Accessories | 63
S20ADP-IP65 | 85389091 | Input adapter card, watertight enclosure | 4. INSTRUMENTATION | 4.7 Batch Controllers - S Line | 77
S20N1-1-ST | 90268020 | Basic batch controller, 115 / 230 Vac power supply | 4. INSTRUMENTATION | 4.7 Batch Controllers - S Line | 494
S20N1-23-ST | 90268020 | Batch controller base, alim. 24 Vac/dc | 4. INSTRUMENTATION | 4.7 Batch Controllers - S Line | 515
S20N1EX-1-ST | 90268020 | Batch controller base in Eexd housing, 115 / 230 Vac | 4. INSTRUMENTATION | 4.7 Batch Controllers - S Line | 3657
S20N1EX-23-ST | 90268020 | Batch controller base in Eexd enclosure, 24 Vac / dc | 4. INSTRUMENTATION | 4.7 Batch Controllers - S Line | 3657
S20N1IP65-1-ST | 90268020 | Batch controller base in IP65 housing, 115 / 230 Vac | 4. INSTRUMENTATION | 4.7 Batch Controllers - S Line | 1803
S20N1IP65-23-ST | 90268020 | Batch controller base in IP65 enclosure, 24 Vac/dc | 4. INSTRUMENTATION | 4.7 Batch Controllers - S Line | 1803
S20N1-KIT-1-ST | 90268020 | External control kit for S20N / S21, 115/230 Vac | 4. INSTRUMENTATION | 4.7 Batch Controllers - S Line | 113
S20N1-KIT-23-ST | 90268020 | External control kit for S20N / S21, 24 Vac/dc | 4. INSTRUMENTATION | 4.3 High-isolation interfaces - S Line | 113
S2000-1-ST | 85371091 | Computing unit 115/230 Vac | 4. INSTRUMENTATION | 4.7 Batch Controllers - S Line | 327
S21N1-1-ST | 90268020 | Batch controller with advanced functions, 115 / 230 Vac | 4. INSTRUMENTATION | 4.7 Batch Controllers - S Line | 494
S21N1-23-ST | 90268020 | Batch controller with advanced functions, 24 Vac/dc | 4. INSTRUMENTATION | 4.7 Batch Controllers - S Line | 515
S21N1EX-1-ST | 90268020 | Batch controller with advanced functions Eexd, 115 / 230 Vac | 4. INSTRUMENTATION | 4.7 Batch Controllers - S Line | 3657
S21N1EX-23-ST | 90268020 | Batch controller with advanced functions Eexd, 24 Vac/dc | 4. INSTRUMENTATION | 4.7 Batch Controllers - S Line | 3657
S21N1IP65-1-ST | 90268020 | Batch controller with advanced functions IP65, 115/230 Vac | 4. INSTRUMENTATION | 4.7 Batch Controllers - S Line | 1803
S21N1IP65-23-ST | 90268020 | Batch controller with advanced functions IP65, 24 Vac/dc | 4. INSTRUMENTATION | 4.7 Batch Controllers - S Line | 1803
S232-FO-MONO-DL | 85437090 | RS232 converter in single-mode fiber double loop | 2. COMMUNICATION | 2.9 Fiber optics interfaces | 775
S232-FO-MONO-SL | 85437090 | RS232 single-mode fiber single loop converter | 2. COMMUNICATION | 2.9 Fiber optics interfaces | 634
S232-FO-MULTI-DL | 85437090 | Multi-drop fiber optic - RS232 double loop converter | 2. COMMUNICATION | 2.9 Fiber optics interfaces | 373
S232-FO-MULTI-SL | 85437090 | Multi-drop fiber optic - RS232 single loop converter | 2. COMMUNICATION | 2.9 Fiber optics interfaces | 294
S301-1-R | 85312040 | 4 digit indicator, univ. input, retr.out, 115/230 Vac | 4. INSTRUMENTATION | 4.6 Digital indicators - S Line | 247
S301-1-R-AOC-S | 85312040 | 4-digit indicator, 115/230 Vac, 4 o.c., RS232/RS485 | 4. INSTRUMENTATION | 4.6 Digital indicators - S Line | 371
S301-1-R-AR-S | 85312040 | 4-digit indicator, 115/230 Vac, 3 SPDT, RS232/RS485 | 4. INSTRUMENTATION | 4.6 Digital indicators - S Line | 371
S301-23-R | 85312040 | 4 digit indicator, univ. input, retr.output, 24 Vac/dc | 4. INSTRUMENTATION | 4.6 Digital indicators - S Line | 288
S301-23-R-AOC-S | 85312040 | 4-digit indicator, 24 Vac/dc, 4 o.c., RS232/RS485 | 4. INSTRUMENTATION | 4.6 Digital indicators - S Line | 371
S301-23-R-AR-S | 85312040 | 4-digit indicator, 24 Vac/dc, 3 SPDT, RS232/RS485 | 4. INSTRUMENTATION | 4.6 Digital indicators - S Line | 371
S301B-1-R | 85312040 | 4 digit indicator+barg. univ. in, retr. out, 115/230Vac | 4. INSTRUMENTATION | 4.6 Digital indicators - S Line | 330
S301B-1-R-AOC-S | 85312040 | 4-digit indicator+barg. 115/230 Vac, 4 o.c. RS232/RS485 | 4. INSTRUMENTATION | 4.6 Digital indicators - S Line | 443
S301B-1-R-AR-S | 85312040 | 4-digit indicator, 115 / 230 Vac, 3 SPDT, RS232/RS485 | 4. INSTRUMENTATION | 4.6 Digital indicators - S Line | 443
S301B-23-R | 85312040 | 4 digit indicator + bargraph, power supply 24 Vac/dc | 4. INSTRUMENTATION | 4.6 Digital indicators - S Line | 371
S301B-23-R-AOC-S | 85312040 | 4-digit indicator+barg., 24 Vac/dc, 4 o.c., RS232/RS485 | 4. INSTRUMENTATION | 4.6 Digital indicators - S Line | 474
S301B-23-R-AR-S | 85312040 | 4-digit indicator+barg., 24 Vac/dc, 3 SPDT, RS232/RS485 | 4. INSTRUMENTATION | 4.6 Digital indicators - S Line | 474
S311A-11-H | 85312040 | 11 digit indicator, universal analog input, 80-265 Vac | 4. INSTRUMENTATION | 4.6 Digital indicators - S Line | 284
S311A-11-H-O | 85312040 | 11 digit indicator, univ. AI, 80-265 Vac, opt. board | 4. INSTRUMENTATION | 4.6 Digital indicators - S Line | 311
S311A-11-L | 85312040 | 11 digit analog input indicator, 10-40 Vdc/19-28 Vac | 4. INSTRUMENTATION | 4.6 Digital indicators - S Line | 284
S311A-11-L-O | 85312040 | 11-digit input indicator, 10-40Vdc/19-28Vac, opt. board | 4. INSTRUMENTATION | 4.6 Digital indicators - S Line | 311
S311A-4-H | 85312040 | 4 digit indicator, universal analog input, 80-265 Vac | 4. INSTRUMENTATION | 4.6 Digital indicators - S Line | 177
S311A-4-H-O | 85312040 | 4 digit indicator, 80-265 Vac, opt. board | 4. INSTRUMENTATION | 4.6 Digital indicators - S Line | 225
S311A-4-L | 85312040 | 4 digit indicator, universal AI, 10-40Vdc/19-28 Vac | 4. INSTRUMENTATION | 4.6 Digital indicators - S Line | 171
S311A-4-L-O | 85312040 | 4-digit indicator, 10-40 Vdc/19-28 Vac, opt. Board | 4. INSTRUMENTATION | 4.6 Digital indicators - S Line | 225
S311A-6-H | 85312040 | 6 digit indicator, universal analog input, 80-265 Vac | 4. INSTRUMENTATION | 4.6 Digital indicators - S Line | 187
S311A-6-H-O | 85312040 | 6 digit indicator, universal AI, 80-265 Vac, opt. board | 4. INSTRUMENTATION | 4.6 Digital indicators - S Line | 241
S311A-6-L | 85312040 | 6 digit indicator, universal AI, 10-40 Vdc/19-28 Vac | 4. INSTRUMENTATION | 4.6 Digital indicators - S Line | 171
S311A-6-L-O | 85312040 | 6 digit indicator, 10-40 Vdc / 19-28 Vac, opt. board | 4. INSTRUMENTATION | 4.6 Digital indicators - S Line | 225
S311A-8-H | 85312040 | 8-digit indicator, universal analog input, 80-265 Vac | 4. INSTRUMENTATION | 4.6 Digital indicators - S Line | 198
S311A-8-H-O | 85312040 | 8-digit indicator, universal AI, 80-265 Vac, opt. board | 4. INSTRUMENTATION | 4.6 Digital indicators - S Line | 241
S311A-8-L | 85312040 | 8-digit indicator, universal AI 0-40 Vdc/19-28 Vac | 4. INSTRUMENTATION | 4.6 Digital indicators - S Line | 171
S311A-8-L-O | 85312040 | 8-digit indicator, 10-40 Vdc/19-28 Vac, opt. board | 4. INSTRUMENTATION | 4.6 Digital indicators - S Line | 241
S311AK-4-L | 85312040 | 4 digit indicator analog input, 10-40 Vdc, 19-28 Vac | 4. INSTRUMENTATION | 4.6 Digital indicators - S Line | 108
S311AK-4-L-IP66 | 85312040 | 4 digit indicator analog input 10-40 Vdc/19-28Vac, IP66 | 4. INSTRUMENTATION | 4.6 Digital indicators - S Line | 201
S311AK-4-L-IP66D | 85312040 | 4 digit indicator, AI, 10-40 Vdc, 19-28 Vac, IP66 (x2) | 4. INSTRUMENTATION | 4.6 Digital indicators - S Line | 319
S311D-11-H | 85312040 | 11-digit digital input indicator, 80-265 Vac | 4. INSTRUMENTATION | 4.6 Digital indicators - S Line | 284
S311D-11-H-O | 85312040 | 11 digit digital input indicator, 80-265 Vac opt. board | 4. INSTRUMENTATION | 4.6 Digital indicators - S Line | 307
S311D-11-L | 85312040 | 11-digit digital input indicator, 10-40 Vdc / 19-28 Vac | 4. INSTRUMENTATION | 4.6 Digital indicators - S Line | 284
S311D-11-L-O | 85312040 | 11-digit dig. input ind., 10-40Vdc/19-28Vac, opt. board | 4. INSTRUMENTATION | 4.6 Digital indicators - S Line | 307
S311D-4-H | 85312040 | 4-digit, digital input indicator, 80-265 Vac | 4. INSTRUMENTATION | 4.6 Digital indicators - S Line | 171
S311D-4-H-O | 85312040 | 4 digit digital input indicator, 80-265 Vac, opt. Board | 4. INSTRUMENTATION | 4.6 Digital indicators - S Line | 236
S311D-4-L | 85312040 | 4-digit digital input indicator, 10-40 Vdc / 19-28 Vac | 4. INSTRUMENTATION | 4.6 Digital indicators - S Line | 168
S311D-4-L-O | 85312040 | 4-digit dig. input ind., 10-40Vdc/19-28Vac, opt. board | 4. INSTRUMENTATION | 4.6 Digital indicators - S Line | 214
S311D-6-H | 85312040 | 6-digit digital input indicator, 80-265 Vac | 4. INSTRUMENTATION | 4.6 Digital indicators - S Line | 187
S311D-6-H-O | 85312040 | 6-digit digital input indicator, 80-265 Vac,opt. Board | 4. INSTRUMENTATION | 4.6 Digital indicators - S Line | 231
S311D-6-L | 85312040 | 6-digit digital input indicator, 10-40 Vdc/19-28 Vac | 4. INSTRUMENTATION | 4.6 Digital indicators - S Line | 171
S311D-6-L-O | 85312040 | 6-digit dig. input ind., 10-40Vdc/19-28Vac, opt. board | 4. INSTRUMENTATION | 4.6 Digital indicators - S Line | 225
S311D-8-H | 85312040 | 8-digit digital input indicator, 80-265 Vac | 4. INSTRUMENTATION | 4.6 Digital indicators - S Line | 193
S311D-8-H-O | 85312040 | 8-digit digital input indicator, 80-265 Vac, opt. board | 4. INSTRUMENTATION | 4.6 Digital indicators - S Line | 247
S311D-8-L | 85312040 | 8-digit digital input indicator, 10-40 Vdc/19-28 Vac | 4. INSTRUMENTATION | 4.6 Digital indicators - S Line | 187
S311D-8-L-O | 85312040 | 8-digit dig. input ind., 10-40Vdc/19-28 Vac, opt. board | 4. INSTRUMENTATION | 4.6 Digital indicators - S Line | 241
S311G-4-H | 85312040 | Ind. gen. with univ. analog input 4 digits, 80-265 Vac | 4. INSTRUMENTATION | 4.6 Digital indicators - S Line | 205
S311G-4-H-O | 85312040 | Ind. Gen. with 4-digit univ. AI, 80-265 Vac, option board. | 4. INSTRUMENTATION | 4.6 Digital indicators - S Line | 243
S311G-4-L | 85312040 | Ind. Gen. with universal AI, 4 digits, 10-40 Vdc / 19-28 Vac | 4. INSTRUMENTATION | 4.6 Digital indicators - S Line | 187
S311G-4-L-O | 85312040 | Ind. Gen. AI univ. 4 digits, 10-40 Vdc/19-28 Vac, option board | 4. INSTRUMENTATION | 4.6 Digital indicators - S Line | 247
S311OPZ | 85389091 | S311 family indicator option card | 4. INSTRUMENTATION | 4.6 Digital indicators - S Line | 64
S311-T | 90268020 | S311 family indicator calibration service | 4. INSTRUMENTATION | 4.6 Digital indicators - S Line | 25 | X
S312A-4-H-4R | 85312040 | Universal analog indicator with 4-digit display | 4. INSTRUMENTATION | 4.6 Digital indicators - S Line | 268
S312A-4-L-4R | 85312040 | Universal analog indicator with 4-digit display | 4. INSTRUMENTATION | 4.6 Digital indicators - S Line | 268
S315 | 85312040 | Loop powered indicator, 4..20mA input | 4. INSTRUMENTATION | 4.6 Digital indicators - S Line | 89
S315-IP66 | 85312040 | Loop powered indicator, 4..20mA input | 4. INSTRUMENTATION | 4.6 Digital indicators - S Line | 194
S315-IP66D | 85312040 | Two loop powered indicators, 4..20mA input | 4. INSTRUMENTATION | 4.6 Digital indicators - S Line | 319
S320A-1-ST | 85312040 | Ind. 3 ½ digits ing. V-I 2 all.relay, 96x96 mm 115/230 Vac | 4. INSTRUMENTATION | 4.6 Digital indicators - S Line | 237
S320A-23-ST | 85312040 | Ind. 3 ½ digits, V/I, 2 relays, 96x96, 24 Vac/dc | 4. INSTRUMENTATION | 4.6 Digital indicators - S Line | 268
S320A-23-ST-R | 85312040 | Ind.3 ½ digits, V/I, 2 relays, 96x96, 24 Vac/dc rit output | 4. INSTRUMENTATION | 4.6 Digital indicators - S Line | 314
S400CL-1-N | 85363030 | SPD 21Vac/30Vdc C1/2/3/D1 for mA/V/digit. sign with sect. | 4. INSTRUMENTATION | 4.5 Surge Protections - S400 Line | 51
S400HV-2 | 85363030 | Overvoltage prot. 230Vac type 2, 3 cond.(L,N,PE) no cont. FM | 4. INSTRUMENTATION | 4.5 Surge Protections - S400 Line | 103
S400HV-2-RIC-SL | 85363030 | Spare 1L-N/PE plug for S400HV-2, no FMII/T2 contact | 4. INSTRUMENTATION | 4.5 Surge Protections - S400 Line | 71
S400HV-2-RIC-SN | 85363030 | N/PE plug replacement for S400HV2 II/T2 335Vac/260Vac/- | 4. INSTRUMENTATION | 4.5 Surge Protections - S400 Line | 61
S400LV-1-N | 85363030 | Overvoltage protection 24 VAC/DC, Type III, FM contact, 3F.(L,N,PE) | 4. INSTRUMENTATION | 4.5 Surge Protections - S400 Line | 73
S400NET-1 | 85363030 | Overvoltage protection C1/2/3 D1,5F BUS LINES, RS232/422/485, LAN | 4. INSTRUMENTATION | 4.5 Surge Protections - S400 Line | 119
S401-L | 85312040 | Indicator with Oled display and ModBUS interface | 1. AUTOMATION | 1.4 Oled Display HMI | 206
S485-FO-MONO-DL | 85437090 | RS485 converter in single-mode fiber double loop | 2. COMMUNICATION | 2.9 Fiber optics interfaces | 775
S485-FO-MONO-SL | 85437090 | RS485 single-mode fiber single loop converter | 2. COMMUNICATION | 2.9 Fiber optics interfaces | 643
S485-FO-MULTI-DL | 85437090 | RS485 double loop copper to fiber converter | 2. COMMUNICATION | 2.9 Fiber optics interfaces | 378
S485-FO-MULTI-SL | 85437090 | RS485 single loop copper to fiber converter | 2. COMMUNICATION | 2.9 Fiber optics interfaces | 310
S50-1-ST | 85044095 | Power supply for current loop, 115/230 Vac power supply | 4. INSTRUMENTATION | 4.3 High-isolation interfaces - S Line | 58
S500-MBU | 85437090 | Optical communication interface - M-Bus | 3. ENERGY | 3.5 Energy Counters - S500 Series | 88
S500-MOD | 90289010 | Optical communication interface - RS485 Modbus Rtu | 3. ENERGY | 3.5 Energy Counters - S500 Series | 151
S501-40-0 | 90283011 | Energy Counter 40A single phase 2 wires 1 DIN | 3. ENERGY | 3.5 Energy Counters - S500 Series | 74
S501-40-0-MID | 90283011 | Energy Counter 40A single-phase 2 wires 1 DIN, MID | 3. ENERGY | 4.3 High-isolation interfaces - S Line | 83
S501-40-MBU-MID | 90283011 | Energy Counter 40A single-phase 2 wires 1 DIN, M-Bus, MID | 3. ENERGY | 3.5 Energy Counters - S500 Series | 91
S501-45-MOD-MID | 90283011 | Energy Counter 40A single-phase 2-wire 1 DIN, Modbus, MID | 3. ENERGY | 3.5 Energy Counters - S500 Series | 54
S502-80-ETH | 90283011 | Energy Counter 80A single-phase 2 wires 2 DIN, Ethernet | 3. ENERGY | 3.5 Energy Counters - S500 Series | 343
S502-80-MBU | 90283011 | Energy Counter 80A single-phase 2 wires 2 DIN, M-BUS | 3. ENERGY | 3.5 Energy Counters - S500 Series | 195
S502-80-MID | 90283011 | Energy Counter 80A single-phase 2 wires 2 DIN, certif. MID | 3. ENERGY | 3.5 Energy Counters - S500 Series | 163
S502-80-MOD | 90283011 | Energy Counter 80A single-phase 2-wire 2 DIN, RS485 Modbus | 3. ENERGY | 3.5 Energy Counters - S500 Series | 213
S504C6-ETH-MID-N | 90283019 | Energy Counter 1/5A three-phase 3/4 wire 4 DIN-Ethernet, MID | 3. ENERGY | 3.5 Energy Counters - S500 Series | 426
S504C-6-MBU-MID | 90283019 | Energy Counter 1/5A three-phase 3/4 wire 4 DIN-MBus, MID | 3. ENERGY | 3.5 Energy Counters - S500 Series | 246
S504C-80-ETH-MID | 90283019 | Energy Counter 80A three-phase 4-wire 4 DIN-Ethernet, MID | 3. ENERGY | 3.5 Energy Counters - S500 Series | 426
S504C-80-MBU-MID | 90283019 | Energy Counter 80A three-phase 4-wire 4 DIN-M-Bus, MID | 3. ENERGY | 3.5 Energy Counters - S500 Series | 232
S504C-80-MOD-MID | 90283019 | Energy Counter 80A three-phase 4-wire 4 DIN-RS485, MID | 3. ENERGY | 3.5 Energy Counters - S500 Series | 243
S534-80-CMEST | 90283019 | Kit energy counter MID 80A three-phase 4-DIN + Modbus interface | 3. ENERGY | 3.5 Energy Counters - S500 Series | 150
S534-TA-CMEST | 90283019 | Kit energy counter MID CT three-phase 4-DIN + Modbus interface | 3. ENERGY | 3.5 Energy Counters - S500 Series | 155
S534-100-MOD-MID | 90283019 | Energy Counter 1/5A three-phase 3/4 wire 4 DIN, Modbus, MID | 3. ENERGY | 3.5 Energy Counters - S500 Series | 135
S534-6-MOD-MID | 90283019 | Energy Counter 80A three-phase 3/4 wire 4 DIN, Modbus, MID | 3. ENERGY | 3.5 Energy Counters - S500 Series | 132
S534-6-MID | 90283019 | Energy Counter 1/5A three-phase 3/4 wire 4 DIN, MID | 3. ENERGY | 3.5 Energy Counters - S500 Series | 241
S534-80-MID | 90283019 | Energy Counter 80A three-phase 3/4 wire 4 DIN, MID | 3. ENERGY | 3.5 Energy Counters - S500 Series | 227
S604B-6-ETH | 90303370 | BASIC analyzer, Input for TA 1/5A, with Ethernet | 3. ENERGY | 3.1.4 Power Meters - S604 Series | 414
S604B-6-MOD | 90303370 | BASIC analyzer, Input for TA 1/5A, with RS485 | 3. ENERGY | 3.1.4 Power Meters - S604 Series | 262
S604B-80-MOD | 90303370 | BASIC analyzer, Direct input 80A, with RS485 | 3. ENERGY | 3.1.4 Power Meters - S604 Series | 269
S604E-6-ETH | 90303370 | Energy PLUS analyzer x TA1/5A-Ethernet,8MB log. Arm. | 3. ENERGY | 3.1.4 Power Meters - S604 Series | 487
S604E-6-MOD | 90303370 | Energy PLUS analyzer x TA1/5A-RS485 Modbus,8MB log. Arm. | 3. ENERGY | 3.1.4 Power Meters - S604 Series | 308
S604E-80-ETH | 90303370 | Energy PLUS 80A-Ethernet analyzer,8MB log. Arm. | 3. ENERGY | 3.1.4 Power Meters - S604 Series | 558
S604E-80-MOD | 90303370 | Energy PLUS 80A Network Analyzer, Modbus,8MB log. Harmonics | 3. ENERGY | 3.1.4 Power Meters - S604 Series | 321
S604E-ROG-ETH-30 | 90303370 | Energy PLUS Ethernet Kit + 3 Rog. RC150 L= 30 cm Dint. 9.5cm | 3. ENERGY | 3.1.4 Power Meters - S604 Series | 824
S604E-ROG-ETH-45 | 90303370 | Energy PLUS Ethernet Kit + 3 Rog. RC150 L= 45 cm Dint. 14cm | 3. ENERGY | 3.1.4 Power Meters - S604 Series | 843
S604E-ROG-ETH-70 | 90303370 | Kit Energy PLUS Ethernet + 3 Rog. RC150 L= 70cm Dint. 22cm | 3. ENERGY | 3.1.4 Power Meters - S604 Series | 858
S604E-ROG-MOD-30 | 90303370 | Energy PLUS Modbus Kit +3 Rog. RC150 L= 30cm Dint.9.5cm | 3. ENERGY | 3.1.4 Power Meters - S604 Series | 676
S604E-ROG-MOD-45 | 90303370 | Kit Energy PLUS RS485 Modbus +3 Rog. RC150 L= 45cm Dint.14cm | 3. ENERGY | 3.1.4 Power Meters - S604 Series | 695
S604E-ROG-MOD-70 | 90303370 | Kit Energy PLUS RS485 Modbus +3 Rog. RC150 L= 70cm Dint.22cm | 3. ENERGY | 3.1.4 Power Meters - S604 Series | 711
S711B6MOD | 90303370 | Base Analyzer TA1/5A RS485 1MB 1 DI/ 1 DO LCD | 3. ENERGY | 3.1.5 Power Meters - S711 Series | 291
S711E6ETH | 90303370 | Energy Plus Analyzer TA1/5A ETHERNET 8MB DI/ DO LCD | 3. ENERGY | 3.1.5 Power Meters - S711 Series | 578
S711E6MOD | 90303370 | Energy Plus Analyzer TA1/5A RS485 8MB DI/DO LCD | 3. ENERGY | 3.1.5 Power Meters - S711 Series | 342
S711E6MODAO | 90303370 | Energy Plus Analyzer TA1/5A RS485 8MB DI/DO 1AO LCD | 3. ENERGY | 3.1.5 Power Meters - S711 Series | 424
S711EROGETH30 | 90303370 | Energy Plus ETH Analyzer. 8MB+3ROG L30Ø10CM DI/DO LCD | 3. ENERGY | 3.1.5 Power Meters - S711 Series | 954
S711EROGETH45 | 90303370 | Energy Plus ETH Analyzer. 8MB+3ROG L45Ø14CM DI/DO LCD | 3. ENERGY | 3.1.5 Power Meters - S711 Series | 975
S711EROGETH70 | 90303370 | Energy Plus ETH Analyzer. 8MB+3ROG L70Ø22CM DI/DO LCD | 3. ENERGY | 3.1.5 Power Meters - S711 Series | 990
S711EROGMOD30 | 90303370 | Energy Plus Analyzer RS485 8MB+3ROG L30Ø10CM DI/DO LCD | 3. ENERGY | 3.1.5 Power Meters - S711 Series | 717
S711EROGMOD30AO | 90303370 | Energy Plus 485 8MB+3ROG L30Ø10CM DI/DO/AO LCD Analyzer | 3. ENERGY | 3.1.5 Power Meters - S711 Series | 801
S711EROGMOD45 | 90303370 | Energy Plus Analyzer RS485 8MB+3ROG L45Ø14CM DI/DO LCD | 3. ENERGY | 3.1.5 Power Meters - S711 Series | 738
S711EROGMOD70 | 90303370 | Energy Plus Analyzer RS485 8MB+3ROG L70Ø22CM DI/DO LCD | 3. ENERGY | 3.1.5 Power Meters - S711 Series | 752
S91 | 85437090 | Multiprotection relay for motors, 195 ÷ 255 Vac | 4. INSTRUMENTATION | 4.3 High-isolation interfaces - S Line | 124
S91-400 | 85437090 | Multiprotection relay for motors, 400 Vac ± 10 % | 4. INSTRUMENTATION | 4.3 High-isolation interfaces - S Line | 134
SCAN-FO-MONO-DL | 85437090 | Double loop single-mode fiber CAN converter | 2. COMMUNICATION | 2.9 Fiber optics interfaces | 775
SCAN-FO-MONO-SL | 85437090 | CAN converter in single-mode fiber single loop | 2. COMMUNICATION | 2.9 Fiber optics interfaces | 634
SCAN-FO-MULTI-DL | 85437090 | Double loop multimode fiber CAN converter | 2. COMMUNICATION | 2.9 Fiber optics interfaces | 619
SCAN-FO-MULTI-SL | 85437090 | Single loop multimode fiber CAN converter | 2. COMMUNICATION | 2.9 Fiber optics interfaces | 555
S-DIN | 85389099 | M-RTU / RTU-LP accessory - polyamide DIN rail attachment | 2. COMMUNICATION | 2.4 Low Power RTUs | 14
SETH-FO-MONO-DL | 85437090 | Ethernet to single-mode fiber double loop converter | 2. COMMUNICATION | 2.9 Fiber optics interfaces | 775
SETH-FO-MONO-SL | 85437090 | Ethernet to single-mode fiber single loop converter | 2. COMMUNICATION | 2.9 Fiber optics interfaces | 634
SETH-FO-MULTI-DL | 85437090 | Ethernet converter to multimode fiber double loop | 1. AUTOMATION | 2.9 Fiber optics interfaces | 619
SETH-FO-MULTI-SL | 85437090 | Ethernet converter to multimode single loop fiber | 1. AUTOMATION | 2.9 Fiber optics interfaces | 555
SG-EQ4 | 85389091 | Equalization board up to 4 load cells | 1. AUTOMATION | 1.8 Automation - Accessories | 72
SG-EQ4-BOXPG7 | 85389091 | Equalization board + box for up to 4 load cells | 1. AUTOMATION | 1.8 Automation - Accessories | 250
SSD-0-0-0-0 | 85312040 | Advanced touchscreen HMI with integrated I/O | 1. AUTOMATION | 1.6 IIoT Multifunction HMI | 650
SSD-0-L-V-I | 85312040 | Advanced touchscreen HMI, IIoT, logic, VPN, integrated I/O | 1. AUTOMATION | 1.6 IIoT Multifunction HMI | 680
SSD-E-L-V-I | 85312040 | Multifunction HMI / IIoT Gateway / IEC 61131-3 controller with IEC 61850/IEC 60870 protocols | 1. AUTOMATION | 1.6 IIoT Multifunction HMI | 780
SSD-S-L-V-I | 85312040 | Multifunctional HMI / IIoT Gateway / Controller IEC 61131-3 | 1. AUTOMATION | 1.2 IEC 61131 Multifunction Controllers | 780
SSD-UPG-I | 85238090 | SSD - Upgrade "IIoT/MQTT/Cloud" functions | 1. AUTOMATION | 1.6 IIoT Multifunction HMI | 84 | X
SSD-UPG-L | 85238090 | SSD - Upgrade "logic" functions | 1. AUTOMATION | 1.6 IIoT Multifunction HMI | 118 | X
SSD-UPG-L-I | 85238090 | SSD - Upgrade "logic" + "IIoT/MQTT/Cloud" functions | 1. AUTOMATION | 1.6 IIoT Multifunction HMI | 151 | X
SSD-UPG-L-V | 85238090 | SSD - Upgrade "logic" + "VPN" functions | 1. AUTOMATION | 1.6 IIoT Multifunction HMI | 151 | X
SSD-UPG-L-V-I | 85238090 | SSD - Upgrade "logica, "VPN" + "IIoT/MQTT/Cloud" functions | 1. AUTOMATION | 1.6 IIoT Multifunction HMI | 50 | X
SSD-UPG-V | 85238090 | SSD - Upgrade “logic, ‘VPN’+ ‘IIoT/MQTT/Cloud’ functions | 1. AUTOMATION | 1.6 IIoT Multifunction HMI | 84 | X
SSD-UPG-V-I | 85238090 | SSD - Upgrade "VPN" + "IIoT/MQTT/Cloud" funcrions | 1. AUTOMATION | 1.6 IIoT Multifunction HMI | 118 | X
STRATON-256-UPD | 85238090 | Straton IDE 256 Tags update from previous version | 1. AUTOMATION | 1.7.3 Straton | 285 | X
STRATON-256-UPD2 | 85238090 | Straton IDE 256 Tags update older than 2 versions | 1. AUTOMATION | 1.7.3 Straton | 569 | x
STRATON-512-UPD | 85238090 | Straton IDE 512 Tags update from previous version | 1. AUTOMATION | 1.7.3 Straton | 496 | X
STRATON-512-UPD2 | 85238090 | Straton IDE 512 Tags update older than 2 versions | 1. AUTOMATION | 1.7.3 Straton | 989 | x
STRATON-870-850 | 85235110 | IEC 60870-5-101/104 M/S+ IEC 61850 C/S License | 1. AUTOMATION | 1.7.3 Straton | 286 | X
STRATON-870M | 85235110 | IEC 60870-5-101/104 Master activation license | 1. AUTOMATION | 1.7.3 Straton | 130 | X
STRATON-870S | 85235110 | IEC 60870-5-101/104 Slave activation license | 1. AUTOMATION | 1.7.3 Straton | 130 | X
STRATON-870S-850 | 85235110 | IEC 60870-5-101/104 Slave+IEC 61850 Client/Server activation license | 1. AUTOMATION | 1.7.3 Straton | 162 | X
STRATON-D-USB | 85235110 | Straton USB dongle | 1. AUTOMATION | 1.7.3 Straton | 259 | X
STRATON-IDE256 | 85235110 | Straton environment 256 tags with USB activation key | 1. AUTOMATION | 1.7.3 Straton | 1020 | X
STRATON-IDE512 | 85235110 | Straton 512 tag environment with USB activation key | 1. AUTOMATION | 1.7.3 Straton | 1570 | X
STRATON-IDEUN | 85235110 | Straton IDE unlimited tags - IEC 61131 development environment | 1. AUTOMATION | 1.7.3 Straton | 2660 | X
STRATON-UN-UPD | 85235110 | Straton IDE Unlimited Tags update from previous version | 1. AUTOMATION | 1.7.3 Straton | 878 | X
STRATON-UN-UPD2 | 85238090 | Straton IDE Unlimited Tags update from 2 previous versions | 1. AUTOMATION | 1.7.3 Straton | 1757 | x
STRATON-UPGRADE1 |  | Straton upgrade from 256 to 512 tags | 1. AUTOMATION | 1.7.3 Straton | 846 | X
STRATON-UPGRADE2 |  | Straton upgrade from 256 to unlimited tags | 1. AUTOMATION | 1.7.3 Straton | 2375 | X
STRATON-UPGRADE3 |  | Straton upgrade from 512 to unlimited tags | 1. AUTOMATION | 1.7.3 Straton | 1557 | X
T
T120 | 85437090 | Loop powered 2-wire transmitter for Pt100 and Ni100 | 4. INSTRUMENTATION | 4.4 Temperature sensors and transmitters | 45
T120-C | 85437090 | Calibrated loop powered 2-wire transmitter for Pt100 and Ni100 | 4. INSTRUMENTATION | 4.4 Temperature sensors and transmitters | 54
T121 | 85437090 | Standard insulated universal temperature transmitter | 4. INSTRUMENTATION | 4.4 Temperature sensors and transmitters | 82
T121-C | 85437090 | Univ. temperature transmitter isolated calibrated | 4. INSTRUMENTATION | 4.4 Temperature sensors and transmitters | 92
T201 | 85437090 | AC current transducer 0..40Aac, 4-20mA, loop powered | 3. ENERGY | 3.6 Current Transducers - T201 Series | 56
T201DC | 85437090 | DC current transducer 0..40Adc, 4-20mA, loop powered | 3. ENERGY | 3.6 Current Transducers - T201 Series | 94
T201DC100 | 85437090 | Current transducer DC 100 Adc, 4..20mA current loop | 3. ENERGY | 3.6 Current Transducers - T201 Series | 129
T201DCH | 85437090 | Current transducer 0-25/50A (AC/DC), 0-10Vdc, TRMS | 3. ENERGY | 3.6 Current Transducers - T201 Series | 58
T201DCH100 | 85437090 | AC/DC current transducer (± 100A), 0-10Vdc, TRMS | 3. ENERGY | 3.6 Current Transducers - T201 Series | 93
T201DCH100-LP | 85437090 | AC/DC current transducer (± 100 A), TRMS, loop powered | 3. ENERGY | 3.6 Current Transducers - T201 Series | 87
T201DCH100-M | 85437090 | AC/DC current transducer (± 100 A), TRMS, 0..10V, ModBUS | 3. ENERGY | 3.6 Current Transducers - T201 Series | 98
T201DCH100-MU | 85437090 | AC/DC current transducer (±100 A ac/dc), ModBUS, USB | 3. ENERGY | 3.6 Current Transducers - T201 Series | 113
T201DCH100-OPEN | 85043129 | Opern core current transducer up to 100 Aac/dc, 0..10 V | 3. ENERGY | 3.6 Current Transducers - T201 Series | 129
T201DCH300 | 85437090 | AC/DC current transducer (±300 A), 0-10 Vdc, TRMS | 3. ENERGY | 3.6 Current Transducers - T201 Series | 98
T201DCH300-LP | 85437090 | AC/DC current transducer (± 300 A), TRMS, loop powered | 3. ENERGY | 3.6 Current Transducers - T201 Series | 93
T201DCH300-M | 85437090 | AC/DC current transducer (± 300 A), TRMS, 0..10V, ModBUS | 3. ENERGY | 3.6 Current Transducers - T201 Series | 105
T201DCH300-MU | 85437090 | AC/DC current transducer (±300 A ac/dc), ModBUS, USB | 3. ENERGY | 3.6 Current Transducers - T201 Series | 118
T201DCH300-OPEN | 85043129 | Open core current transducer up to 300 Aac/dc, 0..10 V | 3. ENERGY | 3.6 Current Transducers - T201 Series | 134
T201DCH50-LP | 85437090 | AC/DC current transducer (±50 A), TRMS. loop powered | 3. ENERGY | 3.6 Current Transducers - T201 Series | 59
T201DCH50-M | 85437090 | AC/DC current transducer (± 50 A), TRMS, 0..10V, ModBUS | 3. ENERGY | 3.6 Current Transducers - T201 Series | 80
T201DCH50-MU | 85437090 | AC/DC current transducer (±50 A ac/dc), ModBUS, USB | 3. ENERGY | 3.6 Current Transducers - T201 Series | 89
T201DCH600-MU | 85437090 | AC/DC current transducer (±600 Aac/dc), ModBUS, USB | 3. ENERGY | 3.6 Current Transducers - T201 Series | 124
T201DCH600-OPEN | 85043129 | Open core current transducer up to 600 Aac/dc, 0..10 V | 3. ENERGY | 3.6 Current Transducers - T201 Series | 139
T203PM100-MU | 90303370 | Single-phase AC/DC TRMS analyzer, 100 Vac/dc, ModBUS, 1AO, 1DO | 3. ENERGY | 3.1.3 Power Meters - T203PM Series | 155
T203PM300-MU | 90303370 | Single-phase AC/DC TRMS analyzer, 300 Vac/dc, ModBUS, 1AO, 1DO | 3. ENERGY | 3.1.3 Power Meters - T203PM Series | 160
T203PM600-MU | 90303370 | Single-phase AC/DC TRMS analyzer, 600 Vac/dc, ModBUS, 1AO, 1DO | 3. ENERGY | 3.1.3 Power Meters - T203PM Series | 165
TAA-01005-2030 | 85437090 | Open core current transformer 100/5A CL. 0,5 D20X30mm | 3. ENERGY | 3.3 Current Transformers | 111
TAA-01005-3637 | 85437090 | Open core current transformer 100/5A CL. 0.5 D36X37mm | 3. ENERGY | 3.3 Current Transformers | 95
TAA-01505-2030 | 85437090 | Open core current transformer 150/5A CL. 0.5 D20X30mm | 3. ENERGY | 3.3 Current Transformers | 111
TAA-02005-2030 | 85437090 | Open core current transformer 200/5A CL. 0.5 D20X30mm | 3. ENERGY | 3.3 Current Transformers | 111
TAA-02505-2030 | 85437090 | Open core current transformer 250/5A CL. 0.5 D20X30mm | 3. ENERGY | 3.3 Current Transformers | 114
TAA-02505-5080 | 85437090 | Open core current transformer 250/5A CL. 0.5 D50X80mm | 3. ENERGY | 3.3 Current Transformers | 122
TAA-03005-2030 | 85437090 | Open core current transformer 300/5A CL. 0.5 D20X30mm | 3. ENERGY | 3.3 Current Transformers | 114
TAA-04005-2030 | 85437090 | Open core current transformer 400/5A CL. 0.5 D20X30mm | 3. ENERGY | 3.3 Current Transformers | 114
TAA-04005-5080 | 85437090 | Open core current transformer 400/5A CL. 0.5 D50X80mm | 3. ENERGY | 3.3 Current Transformers | 122
TAA-05005-5080 | 85437090 | Open core current transformer 500/5A CL. 0.5 D50X80mm | 3. ENERGY | 3.3 Current Transformers | 127
TAA-05005-8080 | 85437090 | Open core current transformer 500/5A CL. 0.5 D80X80mm | 3. ENERGY | 3.3 Current Transformers | 142
TAA-06005-5080 | 85437090 | Open core current transformer 600/5A CL. 0.5 D50X80mm | 3. ENERGY | 3.3 Current Transformers | 127
TAA-07505-5080 | 85437090 | Open core current transformer 750/5A CL. 0.5 D50X80mm | 3. ENERGY | 3.3 Current Transformers | 139
TAA-08005-5080 | 85437090 | Open core current transformer 800/5A CL. 0.5 D50X80mm | 3. ENERGY | 3.3 Current Transformers | 139
TAA-08005-8080 | 85437090 | Open core current transformer 800/5A CL. 0.5 D80X80mm | 3. ENERGY | 3.3 Current Transformers | 153
TAA-10005-8080 | 85437090 | Open core current transformer 1000/5A CL.0.5 D80X80mm | 3. ENERGY | 3.3 Current Transformers | 153
TAA-12505-80120 | 85437090 | Open core current transformer 1250/5A CL.0,5 D80X120mm | 3. ENERGY | 3.3 Current Transformers | 205
TAC01005-22-3010 | 85437090 | Through-bar current transformer 100/5A CL. 0.5 | 3. ENERGY | 3.3 Current Transformers | 20
TAC01005-32-4010 | 85437090 | Through-bar current transformer 100/5A CL.0.5 | 3. ENERGY | 3.3 Current Transformers | 25
TAC01505-22-3010 | 85437090 | Through-bar current transformer 150/5A CL. 0.5 | 3. ENERGY | 3.3 Current Transformers | 20
TAC-0205-00-0000 | 85437090 | Primary wound current transformer 20/5A CL. 0.5 | 3. ENERGY | 3.3 Current Transformers | 33
TAC02505-32-4010 | 85437090 | Through-bar current transformer 250/5A CL. 0.5 | 3. ENERGY | 3.3 Current Transformers | 27
TAC-0255-00-0000 | 85437090 | Primary wound current transformer 25/5A CL. 0.5 | 3. ENERGY | 3.3 Current Transformers | 36
TAC-0305-00-0000 | 85437090 | Primary wound current transformer 30/5A CL. 0.5 | 3. ENERGY | 3.3 Current Transformers | 38
TAC04005-32-4010 | 85437090 | Through-bar current transformer 400/5A CL. 0.5 | 3. ENERGY | 3.3 Current Transformers | 28
TAC05005-32-4010 | 85437090 | Through-bar current transformer 500/5A CL. 0.5 | 3. ENERGY | 3.3 Current Transformers | 31
TAC-0505-22-3010 | 85437090 | Through-bar current transformer 50/5A CL. 0.5 | 3. ENERGY | 3.3 Current Transformers | 19
TAC-0605-22-3010 | 85437090 | Through-bar current transformer 60/5A CL.0.5 | 3. ENERGY | 3.3 Current Transformers | 20
TAC08005-32-4010 | 85437090 | Through-bar current transformer 800/5A CL. 0.5 | 3. ENERGY | 3.3 Current Transformers | 36
TCK-250-1.5-M12 | 90251900 | Thermocouple K , d=1.5 mm, L=100 mm, M12 connector | 4. INSTRUMENTATION | 4.8 Handheld measuring systems | 33
TCK-250-3-M12 | 90251900 | Thermocouple K , d=3mm, L=250mm, M12 connector connection | 4. INSTRUMENTATION | 4.8 Handheld measuring systems | 33
TCK-AC-M12 | 90251900 | Type K thermocouple, bow type, M12 connector connection | 4. INSTRUMENTATION | 4.8 Handheld measuring systems | 38
TCK-W-1000-M12 | 90251900 | K-type thermocouple, exposed joint, L=1000 mm, M12 connector | 4. INSTRUMENTATION | 4.8 Handheld measuring systems | 16
TEST-4 | 90303100 | Signal generator, V-mA meter with ramp simulation | 4. INSTRUMENTATION | 4.9 Handheld calibrators | 453
TEST-4-C | 42021299 | TEST-4 transport and protection case | 4. INSTRUMENTATION | 4.9 Handheld calibrators | 61
TEST-4-LAT |  | LAT Accredia calibration certificate – TEST-4 | 4. INSTRUMENTATION | 4.9 Handheld calibrators | 590 | X
TEST-4-PK | 85389091 | Precision Kit (set of test leads and cocc. clamps) for Test-4 | 4. INSTRUMENTATION | 4.9 Handheld calibrators | 57
TEST-4-PWR | 85044095 | Power supply for Test-4 | 4. INSTRUMENTATION | 4.9 Handheld calibrators | 22
TEST-4-R | 85389091 | Precision test lead set for Test-4 | 4. INSTRUMENTATION | 4.9 Handheld calibrators | 38.5
TEST-4-T |  | Calibration certificate for Test-4 | 4. INSTRUMENTATION | 4.9 Handheld calibrators | 95 | x
TREND VIEWER |  | Data visualization tool | 1. AUTOMATION | 1.7.1 System software | -
U
UPG-E |  | Straton Activation for Edge Devices (R-PASS, Z-PASS1/2, SSD) | 2. COMMUNICATION | 2.6 Edge / VPN / IIoT Connectivity | 150 | X
UPG-S |  | Straton Activation for Edge Devices (R-PASS, Z-PASS1/2, SSD) | 2. COMMUNICATION | 2.6 Edge / VPN / IIoT Connectivity | 150 | X
USB-DR-OPC-KEY | 90268020 | USB key for DR and OPC license activation (replacement) | 1. AUTOMATION | 1.7.1 System software | 12.5
USB-ISO | 85437090 | USB galvanic isolator | 2. COMMUNICATION | 2.8 Serial / USB interfaces | 84
USB-SW-KEY | 85235110 | USB key for basic configuration | 1. AUTOMATION | 1.7.0 Programming / Configuration Tools | 12.5
UT-M12 | 90251900 | Temperature/relative humidity probe, M12 connection | 4. INSTRUMENTATION | 4.8 Handheld measuring systems | 128
V
VISUAL11E | 85312040 | HMI 9.7" XGA TFT Display, 2xETH, 4GB Flash, UL | 1. AUTOMATION | 1.5 HMI Operator Panels | 1318
VISUAL12E | 85312040 | HMI 15" WVA Display, 2xETH, 4GB Flash, UL | 1. AUTOMATION | 1.5 HMI Operator Panels | 2106
VISUAL1E | 85312040 | HMI 4.3" TFT Display, 1xETH, 256MB Flash | 1. AUTOMATION | 1.5 HMI Operator Panels | 434
VISUAL2E | 85312040 | HMI 7" TFT Display, 1xETH, 256MB Flash | 1. AUTOMATION | 1.5 HMI Operator Panels | 419
VISUAL3E | 85312040 | HMI 4.3" TFT Display, 2xETH, 4GB Flash | 1. AUTOMATION | 1.5 HMI Operator Panels | 419
VISUAL4ET | 85312040 | HMI 7" WVA Display, 2xETH, 4GB Flash, UL, -20..+55°C | 1. AUTOMATION | 1.5 HMI Operator Panels | 994
VISUAL5-PC | 85312040 | HMI 7” TFT Display, 1xETH, 4GB Flash (ver. S6001-PC) | 1. AUTOMATION | 1.5 HMI Operator Panels | 810
VISUAL5-WB | 85312040 | HMI 7” TFT Display, 1xETH, 4GB Flash | 1. AUTOMATION | 1.5 HMI Operator Panels | 810
VISUAL6E | 90268020 | HMI 7” TFT Display, 2xETH, 4GB Flash, UL | 1. AUTOMATION | 1.5 HMI Operator Panels | 605
VISUAL7N | 85312040 | HMI 10.1" WVA Display, 1xETH, 256MB Flash | 1. AUTOMATION | 1.5 HMI Operator Panels | 608
VISUAL8E | 85312040 | HMI 10.1" TFT Display, 2xETH, 4GB Flash, UL | 1. AUTOMATION | 1.5 HMI Operator Panels | 854
VISUAL9E | 85312040 | HMI 10.1" TFT Display, 2xETH, 128MB Flash | 1. AUTOMATION | 1.5 HMI Operator Panels | 1028
VISUALEA | 85312040 | Remote assistance card for VISUAL HMI Series | 1. AUTOMATION | 1.5 HMI Operator Panels | 133
VISUALTV | 85312040 | TV interface | 1. AUTOMATION | 1.5 HMI Operator Panels | 805
VISUALWIFI | 85312040 | WiFi expansion module for VISUAL Series | 1. AUTOMATION | 1.5 HMI Operator Panels | 125
VPN-BOX-2-2Y | 84714100 | Low-latency Point-to-Point / Single LAN VPN server (2 Years) | 2. COMMUNICATION | 2.6 Edge / VPN / IIoT Connectivity | 1250 | X
VPN-BOX-2-2Y-VM | 84714100 | VPN-BOX-2 Virtual Machine (2 Years) | 2. COMMUNICATION | 2.6 Edge / VPN / IIoT Connectivity | 700 | X
VPN-BOX2-UPD1 |  | 12-month extension for VPN-BOX-2Y (HW & VM) subscription | 2. COMMUNICATION | 2.6 Edge / VPN / IIoT Connectivity | 300
W
Z
Z102 | 85437090 | Potentiometer to DC Current/Voltage isolator/converter | 4. INSTRUMENTATION | 4.1 Multistandard converters - Z-Line | 118
Z104 | 85437090 | DC V/I to frequency isolator / converter | 4. INSTRUMENTATION | 4.1 Multistandard converters - Z-Line | 134
Z107 | 85437090 | DIN rail RS232 - RS485/422 serial converter | 4. INSTRUMENTATION | 2.8 Serial / USB interfaces | 111
Z109PT2-1 | 85437090 | RTD to DC V/I isolator converter, prog. via MicroUSB/App | 4. INSTRUMENTATION | 4.1 Multistandard converters - Z-Line | 144
Z109REG | 85437090 | Analog universal converter with galvanic isolation | 4. INSTRUMENTATION | 4.1 Multistandard converters - Z-Line | 165
Z109REG2-1 | 85437090 | High perf.universal converter, prog. via MicroUSB/App | 4. INSTRUMENTATION | 4.1 Multistandard converters - Z-Line | 165
Z109REG2-H | 85437090 | High performance universal converter, 85-265 Vac/dc | 4. INSTRUMENTATION | 4.1 Multistandard converters - Z-Line | 165
Z109REG-BP | 85437090 | Universal converter with bipolar mA / V output | 4. INSTRUMENTATION | 4.1 Multistandard converters - Z-Line | 181
Z109S | 85437090 | DC current isolator for 0/4..20mA loops | 4. INSTRUMENTATION | 4.1 Multistandard converters - Z-Line | 84
Z109S-DI | 85437090 | DC wide range current isolator for 0/4..20mA loops | 4. INSTRUMENTATION | 4.1 Multistandard converters - Z-Line | 102
Z109S-H | 85437090 | Galvanic isolator for 4–20 mA loop, 90–260 Vac supply | 4. INSTRUMENTATION | 4.1 Multistandard converters - Z-Line | 95
Z109TC2-1 | 85437090 | TC to DC isolator / converter, prog. via MicroUSB/App | 4. INSTRUMENTATION | 4.1 Multistandard converters - Z-Line | 144
Z109UI2-1 | 85437090 | DC current / voltage converter, prog. via Micro USB/App | 4. INSTRUMENTATION | 4.1 Multistandard converters - Z-Line | 144
Z-10-D-IN | 85389091 | 10-CH Digital Input module / RS485 ModBUS RTU | 1. AUTOMATION | 1.1.1 ModBUS RTU IO Modules - Z-PC Line | 124
Z-10-D-OUT | 85389091 | 10-CH Digital Output module / RS485 ModBUS TU | 1. AUTOMATION | 1.1.1 ModBUS RTU IO Modules - Z-PC Line | 139
Z110DI | 85437090 | Self-powered galvanic isolator, dual channel, high isolation | 4. INSTRUMENTATION | 4.1 Multistandard converters - Z-Line | 90
Z111 | 85437090 | Frequency to DC isolator / converter | 4. INSTRUMENTATION | 4.1 Multistandard converters - Z-Line | 163
Z112A | 85437090 | On/Off sensors digital amplifier, single channel | 4. INSTRUMENTATION | 4.1 Multistandard converters - Z-Line | 98
Z112D | 85437090 | On/Off sensors amplifier, double channel | 4. INSTRUMENTATION | 4.1 Multistandard converters - Z-Line | 98
Z113-1 | 85437090 | Double threshold with universal analog input | 4. INSTRUMENTATION | 4.1 Multistandard converters - Z-Line | 124
Z170REG-1 | 85437090 | DC duplicator / isolator prog. Via MicroUSB/App | 4. INSTRUMENTATION | 4.1 Multistandard converters - Z-Line | 167
Z190 | 85437090 | DC Current/Voltage Adder/subtracter | 4. INSTRUMENTATION | 4.1 Multistandard converters - Z-Line | 186
Z201 | 85437090 | AC Current to DC I/V Conv.19..40Vdc - 19..28 Vac | 4. INSTRUMENTATION | 4.1 Multistandard converters - Z-Line | 103
Z201-H | 85437090 | AC Current to DC I/V Isolator/Conv.85..265Vac/dc | 4. INSTRUMENTATION | 4.1 Multistandard converters - Z-Line | 119
Z202 | 85437090 | AC Voltage(500 A);to DC I/V Conv.19..40 Vdc-19..28 Vac | 4. INSTRUMENTATION | 4.1 Multistandard converters - Z-Line | 144
Z202-H | 85437090 | AC Voltage(500 A);to DC I/V Isolator/Conv.85..265Vac/dc | 4. INSTRUMENTATION | 4.1 Multistandard converters - Z-Line | 155
Z202-LP | 85437090 | 500 VAC- 540 VDC to 4..20 mA Converter, loop pow. | 4. INSTRUMENTATION | 4.1 Multistandard converters - Z-Line | 110
Z203-2 | 85437090 | AC single phase advanced network analyzer, Micro USB port | 4. INSTRUMENTATION | 4.1 Multistandard converters - Z-Line | 165
Z204-1 | 85437090 | AC/DC high voltage converter, analog out, ModBUS RTU | 4. INSTRUMENTATION | 4.1 Multistandard converters - Z-Line | 204
Z-3AO | 85389091 | 3-CH analog output module / RS485 ModBUS RTU | 1. AUTOMATION | 1.1.1 ModBUS RTU IO Modules - Z-PC Line | 165
Z-4AI | 85389091 | 4-CH analog input module / RS485 ModBUS RTU | 1. AUTOMATION | 1.1.1 ModBUS RTU IO Modules - Z-PC Line | 134
Z-4AI-D | 85437090 | 4-CH analog input DC current-voltage A/D converter | 4. INSTRUMENTATION | 4.1 Multistandard converters - Z-Line | 144
Z-4DI-2AI-2DO | 85389091 | Module with 2 AI, 2 DO, 4 DI, ModBUS RTU | 1. AUTOMATION | 1.1.1 ModBUS RTU IO Modules - Z-PC Line | 289
Z-4RTD2 | 85389091 | 4-CH RTD input module / RS485 ModBUS RTU 6 ways isolation, @14bit | 1. AUTOMATION | 1.1.1 ModBUS RTU IO Modules - Z-PC Line | 260
Z-4RTD2-SI | 85389091 | 4-CH RTD input module / RS485 ModBUS RTU, 3 ways isolation, @24bit | 1. AUTOMATION | 1.1.1 ModBUS RTU IO Modules - Z-PC Line | 206
Z-4TC | 85389091 | 4-CH thermocouple input module / RS485 ModBUS RTU | 1. AUTOMATION | 1.1.1 ModBUS RTU IO Modules - Z-PC Line | 134
Z-4TC-D | 85437090 | Thermocouples A/D converter | 4. INSTRUMENTATION | 4.1 Multistandard converters - Z-Line | 142
Z-5DI-2DO | 85389091 | 5CH Digital Input - 2CH Digital Output RS485-ModBUS RTU | 1. AUTOMATION | 1.1.1 ModBUS RTU IO Modules - Z-PC Line | 146
Z-8AI | 85389091 | 8-CH analog input module / RS485 ModBUS RTU | 1. AUTOMATION | 1.1.1 ModBUS RTU IO Modules - Z-PC Line | 151
Z-8NTC | 85389091 | 8-CH NTC input module / RS485 ModBUS RTU | 1. AUTOMATION | 1.1.1 ModBUS RTU IO Modules - Z-PC Line | 149
Z-8R-10A | 85389091 | 8 relay board with 250 Vac - 10 A | 1. AUTOMATION | 1.8 Automation - Accessories | 175
Z-8TC-1 | 85389091 | 8-CH thermocouple input module @14 bits, ModBUS | 1. AUTOMATION | 1.1.1 ModBUS RTU IO Modules - Z-PC Line | 294
Z-8TC-LAB | 85389091 | 8-CH thermocouple input module @15 bits, ModBUS interchangeable clamps | 1. AUTOMATION | 1.1.1 ModBUS RTU IO Modules - Z-PC Line | 294
Z-8TC-SI | 85389091 | 8-CH thermocouple input module @24 bits, ModBUS | 1. AUTOMATION | 1.1.1 ModBUS RTU IO Modules - Z-PC Line | 227
Z-8TC-SI-LAB | 85389091 | 8-CH thermocouple input module @24 bits, ModBUS interchangeable clamps | 1. AUTOMATION | 1.1.1 ModBUS RTU IO Modules - Z-PC Line | 227
Z-AIR-1 | 85171800 | Radiomodem 868MHz with omnidir. antenna, RED compl. 5 mt cable | 2. COMMUNICATION | 2.10 Radio modules | 659
Z-AIR-1-10M | 85171800 | Radiomodem 868MHz with omnidir. antenna, RED compl. 10 mt cable | 2. COMMUNICATION | 2.10 Radio modules | 679
ZC-16DI-8DO | 85389091 | 16 CH DI / 8 CH DO module / CANopen-RS485 ModBUS RTU | 1. AUTOMATION | 1.1.4 CANopen/ModBUS RTU IO Modules-Z-PC Line | 247
ZC-24DI | 85389091 | 24-CH digital input CANopen / ModBUS | 1. AUTOMATION | 1.1.4 CANopen/ModBUS RTU IO Modules-Z-PC Line | 237
ZC-24DO | 85389091 | 24-CH digital output CANopen / ModBUS | 1. AUTOMATION | 1.1.4 CANopen/ModBUS RTU IO Modules-Z-PC Line | 268
ZC-3AO | 85389091 | 3-CH analog output (mA, V) CANopen module | 1. AUTOMATION | 1.1.5 CANopen IO Modules - Z-PC Line | 227
ZC-4RTD | 85389091 | 4-CH RTD input CANopen module | 1. AUTOMATION | 1.1.5 CANopen IO Modules - Z-PC Line | 309
ZC-8AI | 85389091 | 8-CH analog input (mA, V) CANopen module | 1. AUTOMATION | 1.1.5 CANopen IO Modules - Z-PC Line | 288
ZC-8TC | 85389091 | 8-CH Thermocouple (J,K,E,N,S,R,B,T) CANopen module | 1. AUTOMATION | 1.1.5 CANopen IO Modules - Z-PC Line | 330
ZC-SG | 85389091 | 1-CH strain gauge CANopen module | 1. AUTOMATION | 1.1.5 CANopen IO Modules - Z-PC Line | 206
Z-DAQ-PID | 85389091 | 1 CH AI / RS485 ModBUS RTU with PID regulation | 1. AUTOMATION | 1.1.1 ModBUS RTU IO Modules - Z-PC Line | 175
Z-D-IN | 85389091 | 5 CH DI module / RS485 ModBUS RTU | 1. AUTOMATION | 1.1.1 ModBUS RTU IO Modules - Z-PC Line | 103
Z-D-IO | 85389091 | 6 CH DI / 2 CH DO module / RS485 ModBUS RTU | 1. AUTOMATION | 1.1.1 ModBUS RTU IO Modules - Z-PC Line | 130
Z-D-OUT | 85389091 | 5 CH DO Relay module / RS485 ModBUS RTU | 1. AUTOMATION | 1.1.1 ModBUS RTU IO Modules - Z-PC Line | 139
ZE-2AI | 85389091 | Module with 2 analog inp., ModBUS RTU / ModBUS TCP-IP | 1. AUTOMATION | 1.1.3 ModBUS RTU/TCP-IP IO Modules - Z-PC Line | 185
ZE-2AI-P | 85389091 | 2-CH Analogue input Profinet IO module | 1. AUTOMATION | 1.1.7 Profinet IO Modules - Z-PC ine | 185
ZE-4DI-2AI-2DO | 85389091 | Module with 2 AI, 2 DO, 4 DI, ModBUS RTU / TCP-IP | 1. AUTOMATION | 1.1.3 ModBUS RTU/TCP-IP IO Modules - Z-PC Line | 315
ZE-4DI-2AI-2DO-P | 85389091 | 4-CH Digital Input/ 2-CH Analogue Input, 2-CH Digital Output Profinet IO module | 1. AUTOMATION | 1.1.7 Profinet IO Modules - Z-PC ine | 315
ZE-SG3 | 85389091 | Strain gauge input ModBUS RTU / TCP-IP module | 1. AUTOMATION | 1.1.3 ModBUS RTU/TCP-IP IO Modules - Z-PC Line | 221
ZE-SG3-P | 85389091 | Strain gauge input Profinet module | 1. AUTOMATION | 1.1.7 Profinet IO Modules - Z-PC ine | 221
Z-FLOWCOMPUTER | 90268020 | Flow computer per liquidi, gas e vapore, HMI 4,3" | 1. AUTOMATION | 1.3 Process Controllers | 1133
Z-GPRS3-BTT | 85076000 | Spare battery kit and front label Z-GPRS3 | 2. COMMUNICATION | 2.2 Smart Dataloggers | 18
Z-KEY-0 | 85176200 | ModBUS gateway, 2 serial ports, 1 Ethernet port | 2. COMMUNICATION | 2.5 Industrial Gateways - Networking | 191
Z-KEY-2ETH | 85176200 | ModBUS gateway, 2 serial ports, 2 Ethernet ports | 2. COMMUNICATION | 2.5 Industrial Gateways - Networking | 211
Z-KEY-2ETH-C | 85176200 | ModBUS ↔ MQTT gateway (2 serial ports, 2 Eth ports) | 2. COMMUNICATION | 2.5 Industrial Gateways - Networking | 211
Z-KEY-2ETH-E | 85176200 | ModBUS → Ethernet/IP gateway (2 serial ports, 2 Eth ports) | 2. COMMUNICATION | 2.5 Industrial Gateways - Networking | 211
Z-KEY-2ETH-I | 85176200 | ModBUS ↔ IEC 61850 gateway (2 serial ports, 2 Eth ports) | 2. COMMUNICATION | 2.5 Industrial Gateways - Networking | 211
Z-KEY-2ETH-P | 85176200 | ModBUS ↔ Profinet IO gateway (2 serial ports, 2 Eth ports) | 2. COMMUNICATION | 2.5 Industrial Gateways - Networking | 211
Z-KEY-2ETH-U | 85176200 | ModBUS ↔ OPC UA gateway (2 serial ports, 2 Eth ports) | 2. COMMUNICATION | 2.5 Industrial Gateways - Networking | 211
Z-KEY-C | 85176200 | ModBUS ↔ MQTT gateway (2 serial ports, 1 Eth port) | 2. COMMUNICATION | 2.5 Industrial Gateways - Networking | 191
Z-KEY-E | 85176200 | ModBUS ↔ Ethernet/IP gateway (2 serial ports, 1 Eth port) | 2. COMMUNICATION | 2.5 Industrial Gateways - Networking | 191
Z-KEY-I | 85176200 | ModBUS ↔ IEC 61850 gateway (2 serial ports, 1 Eth port) | 2. COMMUNICATION | 2.5 Industrial Gateways - Networking | 191
Z-KEY-MBUS | 85176200 | ModBUS ↔ M-BUS gateway (1 M-BUS port, 2 serial ports, 2 Eth ports) | 2. COMMUNICATION | 2.5 Industrial Gateways - Networking | 288
Z-KEY-P | 85176200 | ModBUS ↔ Profinet IO gateway (2 serial ports, 1 Eth port) | 2. COMMUNICATION | 2.5 Industrial Gateways - Networking | 191
Z-KEY-U | 85176200 | ModBUS gateway ↔ OPC UA (2 serial ports, 1 Eth port) | 2. COMMUNICATION | 2.5 Industrial Gateways - Networking | 191
Z-LINK2-LO | 85171800 | Wireless LoRa gateway/repeater | 2. COMMUNICATION | 2.10 Radio modules | 288
Z-LOGGER3 | 85176200 | Alarm management datalogger, datalogger, webserver | 2. COMMUNICATION | 2.2 Smart Dataloggers | 370
Z-LOGGER3-BTT | 85076000 | Battery replacement kit and front label Z-LOGGER3 | 2. COMMUNICATION | 2.2 Smart Dataloggers | 18
Z-LTE-BTT | 85076000 | Battery replacement kit for Z-LTE | 2. COMMUNICATION | 2.2 Smart Dataloggers | 18
Z-LTE-WW | 85176200 | 4GWW datalogger, built-in I/O, remote control, voice com. | 2. COMMUNICATION | 2.2 Smart Dataloggers | 450
Z-MBUS | 85437090 | M-BUS ↔ RS232-RS485 adapter | 2. COMMUNICATION | 2.8 Serial / USB interfaces | 124
Z-NET4 | 85235110 | Z-PC Line I/O system configurator and controller | 1. AUTOMATION | 1.7.1 System software | -
Z-PASS1-RT | 85176200 | IIoT Edge gateway, integrated I/O | 2. COMMUNICATION | 2.6 Edge / VPN / IIoT Connectivity | 433
Z-PASS2-RT-4G | 85176200 | IIoT Edge gateway / 4G router, GPS, built-in I/O | 2. COMMUNICATION | 2.6 Edge / VPN / IIoT Connectivity | 664
Z-PASS2-RT-4G-E | 85171800 | IIoT Edge controller, 4G, energy prot, GPS, built-in I/O | 3. ENERGY | 3.8 Energy Controllers | 783
Z-PASS2-RT-4G-S | 85371091 | IIoT Edge controller, 4G, integrated GPS built-in I/O | 2. COMMUNICATION | 2.3 IEC 61131 RTUs | 783
Z-PC-DIN1-35 | 85371098 | Support for quick mounting on DIN rail 1 slot pitch 35mm | 1. AUTOMATION | 1.8 Automation - Accessories | 21
Z-PC-DIN2-17.5 | 85371098 | Support for quick mounting on DIN rail 2 slots pitch 17.5 mm | 1. AUTOMATION | 1.8 Automation - Accessories | 18
Z-PC-DIN4-35 | 85371098 | Support for quick mounting on DIN rail 4 slots pitch 35mm | 1. AUTOMATION | 1.8 Automation - Accessories | 32
Z-PC-DIN8-17.5 | 85371098 | Support for quick mounting on DIN rail 8 slots pitch 17.5 mm | 1. AUTOMATION | 1.8 Automation - Accessories | 37
Z-PC-DINAL1-35 | 85371098 | Support DIN rail mounting head + 1 slot pitch 3 | 1. AUTOMATION | 1.8 Automation - Accessories | 23
Z-PC-DINAL2-17.5 | 85371098 | Support DIN rail mounting head + 1 slot pitch 17.5 mm | 1. AUTOMATION | 1.8 Automation - Accessories | 26
Z-PC-DINAL2-52.5 | 85371098 | Support DIN rail mounting head + 1 slot pitch 52.5 mm | 1. AUTOMATION | 1.8 Automation - Accessories | 34
Z-SG | 85389091 | Strain gauge / RS485 - ModBUS RTU converter module | 1. AUTOMATION | 1.1.1 ModBUS RTU IO Modules - Z-PC Line | 175
Z-SG3 | 85389091 | Advanced strain gauge converter module / ModBUS RTU | 1. AUTOMATION | 1.1.1 ModBUS RTU IO Modules - Z-PC Line | 196
Z-SG3-P | 85389091 | Advanced strain gauge / Profinet converter module | 1. AUTOMATION | 1.1.1 ModBUS RTU IO Modules - Z-PC Line | 196
Z-SUPPLY | 85044095 | Single-phase switching power supply 24V @ 1.5 A | 1. AUTOMATION | 1.8 Automation - Accessories | 109
Z-TWS11 | 84714100 | IEC 61131 multifunction controller, Straton, integrated I/O | 1. AUTOMATION | 1.2 IEC 61131 Multifunction Controllers | 361
Z-TWS4-RT-E | 84714100 | Edge IIoT controller, IEC 61131, I/O, energy protocols | 3. ENERGY | 3.8 Energy Controllers | 580
Z-TWS4-RT-S | 84714100 | Edge IIoT controller, IEC 61131, embedded I/O, Straton | 1. AUTOMATION | 1.2 IEC 61131 Multifunction Controllers | 580